## Sheet1
Item No | Description | Description 2 | Onhand
15006 | Abrasive disc sic W/d paper,plain back | (100/pkg)--400grit | 0
1LBUFSOLPH7 | 1 LITRE BUFFER SOLUTION PH7 |  | 0
0.1570+0.0004 | Progage Plain Plug Gauge (Steel) | 0.1570(+0.0004/-0.0)GO | 0
0.1580+0.0005 | Progage Plain Plug Gauge (Steel) | 0.1580 (+0.0005/-0.0)GO | 0
0.1580-0.0001 | Progage Plain Plug Gauge (Steel) | 0.1580(-0.0001/+0.0)NO GO | 0
0.350MMPINGAUGE | Pin Gauge 0.350mm |  | 0
0.375-16UNC2B | Thread Gauge 0.375-16 UNC 2B |  | 0
0.3XOBJLENMLCD2 | 0.3X OBJECTIVE LENS FOR MLCD-2 |  | 0
0.475MMPINGAUGE | Pin Gauge 0.475mm |  | 0
0.575MMPINGAUGE | Pin Gauge 0.575mm |  | 0
0.5XOBJLENMLCD2 | 0.5X OBJECTIVE LENS FOR MLCD-2 |  | 0
0.725MMPINGAUGE | Pin Gauge 0.725mm |  | 0
0.75XOBJLENMLCD2 | 0.75X OBJECTIVE LENS FOR MLCD-2 |  | 0
0.825MMPINGAUGE | Pin Gauge 0.825mm |  | 0
0189000 | shaft | shaft | 0
0200 | Brand : Hettich, Cat no. :0200 | Flat plug (6,3x0,8) M4 45ø | 0
0203 | Brand : Hettich, Cat no. :0203 | Rubber bearing | 0
0206300 | Part of caupling |  | 0
0212 | Brand : Hettich, Cat no. :0212 | Rotary knob | 0
0217 | Brand : Hettich, Cat no. :0217 | Motor EM 70-30,220V 5600/min | 0
0224300 | Wheel friction,compl |  | 0
0232 | Brand : Hettich, Cat no. :0232 | Straddling-knob with closing | 0
0236 | Brand : Hettich, Cat no. :0236 | Rubber foot | 0
0237 | Brand : Hettich, Cat no. :0237 | Connecting cable | 0
0239 | Brand : Hettich, Cat no. :0239 | Rubber bearing | 0
0242 | Brand : Hettich, Cat no. :0242 | Speed indicator (0-6000) | 0
0243 | Brand : Hettich, Cat no. :0243 | Switchboard | 0
0244 | Brand : Hettich, Cat no. :0244 | Panel | 0
0250 | Brand : Hettich, Cat no. :0250 | Angle-rotor 8x15 ml with | 0
0253 | Brand : Hettich, Cat no. :0253 | Rotary knob | 0
0264 | Brand : Hettich, Cat no. :0264 | Cone clamp | 0
0266 | Brand : Hettich, Cat no. :0266 | Connector | 0
0273 | Brand : Hettich, Cat no. :0273 | Connector | 0
0276 | Brand : Hettich, Cat no. :0276 | Carbon brush V511, 5x6x13mm | 0
0278 | Brand : Hettich, Cat no. :0278 | Connecting cable | 0
0286 | Brand : Hettich, Cat no. :0286 | Micro switch | 0
0287 | Brand : Hettich, Cat no. :0287 | Nut for #0231 | 0
0288 | Brand : Hettich, Cat no. :0288 | Knurled nut | 0
0305 | Brand : Hettich, Cat no. :0305 | Motor cover | 0
0328200 | M 21 Spare cutter, stainless steel |  | 0
0356500 | TRIKA 40 Magnetic stirring bar |  | 0
0356600 | TRIKA 25 Magnetic stirring bar |  | 0
0477700 | R 1385 | shaft length 140, 10, 550 mm | 0
0477800 | R 1388 | shaft length 140, 10, 800 mm | 0
0500 | Brand : Hettich, Cat no. :0500 | Tube 9 ml, cylindrical, ungraduated | 0
0501 | Brand : Hettich, Cat no. :0501 | Tube 6 ml, cylindrical, ungraduated | 0
0502 | Brand : Hettich, Cat no. :0502 | Tube 15 ml pointed conical, ungraduated | 0
0503 | Brand : Hettich, Cat no. :0503 | Tube pointed conical ungraduated up to 1 | 0
0507 | Brand : Hettich, Cat no. :0507 | Tube 15 ml, cylindrical, ungraduated | 0
0508 | Brand : Hettich, Cat no. :0508 | Chrome bath tube, 30 ml, graduated in RO | 0
0509 | Brand : Hettich, Cat no. :0509 | Tube 15ml conical, graduated (Falcon typ | 0
0512 | Brand : Hettich, Cat no. :0512 | Bottle with screw cap 750 ml | 0
0513 | 50ml Conical Tube,graduated(Falcon type) | 500pcs/pack Cat No: 0513 | 0
0513500 | Dissolver stirrers R 1300 | shaft length 80, 8, 350 mm | 0
0515 | Brand : Hettich, Cat no. :0515 | Tube 15 ml, conical, ungraduated | 0
0516 | Brand : Hettich, Cat no. :0516 | Tube 15 ml, conical, graduated | 0
0518 | Brand : Hettich, Cat no. :0518 | Tube 15 ml, cylindrical, graduated | 0
0519 | Brand : Hettich, Cat no. :0519 | Tube 25 ml, cylindrical, ungraduated | 0
0521 | Brand : Hettich, Cat no. :0521 | Tube 50 ml, cylindrical, ungraduated | 0
0521800 | M 22 Hard metal cutter |  | 0
0523 | Brand : Hettich, Cat no. :0523 | Tube 100 ml, cylindrical, ungraduated | 0
0525 | Brand : Hettich, Cat no. :0525 | Tube 250 ml, cylindrical, ungraduated | 0
0526 | Brand : Hettich, Cat no. :0526 | Tube 100 ml, cylindrical, ungraduated | 0
0527400 | R 1001 Paddle stirrer, spare for | RW 11 basic | 0
0527500 | R 1002 Screw-type stirrer (RW 11) |  | 0
0528 | Brand : Hettich, Cat no. :0528 | ASTM-tube 100ml, graduated, pear-shaped | 0
0529 | Brand : Hettich, Cat no. :0529 | Chrome bath tube, 30 ml, graduated in RO | 0
0530 | Brand : Hettich, Cat no. :0530 | Tube 250 ml, cylindrical, ungraduated | 0
0531 | Brand : Hettich, Cat no. :0531 | ASTM-tube 100 ml, graduated, conical | 0
0532 | Brand : Hettich, Cat no. :0532 | Schlenk tube 25 ml with ground cap | 0
0533 | Brand : Hettich, Cat no. :0533 | Schlenk tube 50 ml with ground cap | 0
0534 | Brand : Hettich, Cat no. :0534 | Chrome bath tube 30 ml, self-supporting | 0
0535 | Brand : Hettich, Cat no. :0535 | Stopper for glas tube 0534 | 0
0536 | Brand : Hettich, Cat no. :0536 | Tube 2 ml with lid (per 1000 pcs.) | 0
0538 | Brand : Hettich, Cat no. :0538 | Tube 94 ml, PC, with thread | 0
0539 | Brand : Hettich, Cat no. :0539 | Screw cap for 0538 | 0
0545 | Brand : Hettich, Cat no. :0545 | Tube 30 ml, cylindrical, ungraduated | 0
0546 | Brand : Hettich, Cat no. :0546 | Tube 50 ml, cylindrical, ungraduated | 0
0547 | Brand : Hettich, Cat no. :0547 | Tube 85 ml, cylindrical, ungraduated | 0
0548 | Brand : Hettich, Cat no. :0548 | Tube 75 ml, cylindrical, ungraduated | 0
0549 | Brand : Hettich, Cat no. :0549 | Tube 85 ml, cylindrical, PC | 0
0550 | Brand : Hettich, Cat no. :0550 | Bottle 2000ml with screw cap in 4595 | 0
0551 | Brand : Hettich, Cat no. :0551 | Bottle with screw cap 600 ml | 0
0551300 | H 15 Bath attachment |  | 0
0552 | Brand : Hettich, Cat no. :0552 | Disposable Pasteur pipettes 0,5 ml (1,00 | 0
0560300 | Dispersing elements for T 25 digital | S 25 KR - 18 G Dispersing element | 0
0568900 | VX 2 Test tube attachment |  | 0
0578 | Brand : Hettich, Cat no. :0578 | Tube 7 ml, cylindrical, ungraduated (100 | 0
0593400 | Dispersing elements for T 25 digital | S 25 N - 18 G Dispersing element | 0
0594000 | Dispersing elements for T 25 digital | S 25 N - 10 G Dispersing element | 0
0607200 | VX 1 One-hand attachment |  | 0
06PMS01 | PRECIMET ¨C 1 Low Speed Saw |  | 0
06PMSSC | Start of Consumables |  | 0
0700 | Brand : Hettich, Cat no. :0700 | Rubber insert for tubes 6 ml, cylindrica | 0
0701 | Brand : Hettich, Cat no. :0701 | Rubber insert for tubes 6 - 9 ml, cylind | 0
0702 | Brand : Hettich, Cat no. :0702 | Rubber insert for tubes 15 ml, conical ( | 0
0715 | Brand : Hettich, Cat no. :0715 | Rubber insert for tubes 15 ml | 0
0716 | Brand : Hettich, Cat no. :0716 | Rubber insert for tubes 15 ml | 0
0726 | Brand : Hettich, Cat no. :0726 | Rubber insert for tubes 25 ml in 0426, 1 | 0
0738700 | R 472 ; Floor stand |  | 0
0739000 | R 2302 | Stirrer,Shaft,shaft length 150,13,800mm | 0
0739300 | R 2305 | Shaft, shaft length 150, 13, 550 mm | 0
0739500 | Paddle stirrers R 2311 | shaft length 150, 13, 800 mm | 0
0741000S | IKA R1342,Propeller Stirrer,4-bladed | Ident No: 0741000S | 3
0741300 | R 1345 | Shaft, shaft length 100, 8, 540 mm | 0
0751 | Brand : Hettich, Cat no. :0751 | Rubber insert for tubes 50 ml in 1331, 5 | 0
0756900 | Centrifugal stirrers R 1352 | shaft length 60/15, 8, 350 mm | 0
0757600 | Paddle stirrers R 1373 | shaft length 70, 8, 350 mm | 0
0757700 | Paddle stirrers R 1375 | shaft length 70, 8, 550 mm | 0
0757800 | Paddle stirrers R 1376 | shaft length 150, 10, 550 mm | 0
0761 | Brand : Hettich, Cat no. :0761 | Rubber insert for tubes 100 ml | 0
0765 | Brand : Hettich, Cat no. :0765 | Rubber insert for chrome bath tubes 0534 | 0
0766 | Brand : Hettich, Cat no. :0766 | Rubber insert for tubes 250 ml | 0
0769 | Brand : Hettich, Cat no. :0769 | Rubber insert for ASTM-tubes 100 ml coni | 0
0770 | Brand : Hettich, Cat no. :0770 | Rubber insert for ASTM-tubes 50 ml, pear | 0
0771 | Brand : Hettich, Cat no. :0771 | Rubber insert for ASTM-tubes 100 ml, pea | 0
0771700 | H 12 / 135 Supporting plate |  | 0
0772 | Brand : Hettich, Cat no. :0772 | Rubber insert for ASTM-tubes 100 ml coni | 0
0773 | Brand : Hettich, Cat no. :0773 | Rubber sheet 4 mm | 0
0778 | Brand : Hettich, Cat no. :0778 | Rubber sheet 4 mm | 0
0783 | Brand : Hettich, Cat no. :0783 | Rubber sheet 20 mm for bucket | 0
0786 | Brand : Hettich, Cat no. :0786 | Rubber sheet 4 mm for bucket | 0
0789 | Brand : Hettich, Cat no. :0789 | Rubber sheet for adapter | 0
0790 | Brand : Hettich, Cat no. :0790 | Rubber sheet 3 mm f. 5120, 5121, 6319 in | 0
0791 | Brand : Hettich, Cat no. :0791 | Balancing plate 45g-50g for blood bags | 0
0793300 | IKAFLON 110 Magnetic stirring bar | (110x27mm) | 0
0903 | Brand : Hettich, Cat no. :0903 | Modification kit for centri- | 0
0905 | Brand : Hettich, Cat no. :0905 | Cable tie 102 mm | 0
0910 | Brand : Hettich, Cat no. :0910 | HETTINFO Basic kit 1, 230V for max. 8 pa | 0
0910-01 | Brand : Hettich, Cat no. :0910-0 | HETTINFO Basic kit 1, 120V for max. 8 pa | 0
0910400 | VX 8 Universal attachment |  | 0
0911 | Brand : Hettich, Cat no. :0911 | HETTINFO Extension kit A 230V | 0
0911-01 | Brand : Hettich, Cat no. :0911-0 | HETTINFO Extension kit A 120V | 0
0912 | Brand : Hettich, Cat no. :0912 | HETTINFO Basic kit 2, 230V for max. 15 p | 0
0912-01 | Brand : Hettich, Cat no. :0912-0 | HETTINFO Basic kit 2,120V for max. 15 pa | 0
0913 | Brand : Hettich, Cat no. :0913 | HETTINFO Extension kit B 230V | 0
0913-01 | Brand : Hettich, Cat no. :0913-0 | HETTINFO Extension kit B 120V | 0
0914 | Brand : Hettich, Cat no. :0914 | Online kit for connecting additional cen | 0
0915 | Brand : Hettich, Cat no. :0915 | External barcode kit 230V | 0
0915-01 | Brand : Hettich, Cat no. :0915-0 | External barcode kit 120V | 0
0920 | Brand : Hettich, Cat no. :0920 | Software for HETTINFO data report system | 0
0930 | Brand : Hettich, Cat no. :0930 | Bar code kit for ROTIXA 50 centrifuges | 0
0950 | Brand : Hettich, Cat no. :0950 | Bar code kit for ROTO SILENTA 630RS | 0
0953300 | VX 7 Dish attachment |  | 0
09EAA082 | 57X50X12MM DP-1VR |  | 0
1.0XOBJLENMLCD2 | 1.0X OBJECTIVE LENS MLCD-2 |  | 0
1.100MMPINGAUGE | Pin Gauge 1.100mm |  | 0
1.370.003 | Witeg High Precision STD Thermometer | Code No: 1.370.003, -58~+10°C | 0
1.370.004 | Witeg High Precision STD Thermometer | Code No: 1.370.004, 0~+51°C | 0
1.590-0.0001 | Progage Plain Plug Gauge (Steel) | 1.590(-0.0001/+0.0)NO GO | 0
1/4-20UNCGPIB2B | Progage Thread Plug Gauge(GO & NOGO) | C/W Certificate Of Conformance | 0
10000035 | VELP Plastic bottle 1 litre for SMS | Code No: 10000035 | 0
10000036 | VELP 2 liters plastic bottle for SMS | Scrubber Code No: 10000036 | 0
10000294 | IKA RCT basic Package | Ident No: 10000294 | 0
10001094 | VELP Teflon tube Ø6 X 8MM (58cm) | Code No: 10001094 | 0
10003084 | Velp UK plug for FP4 | Code No: 10003084 | 0
10003723 | UK cord set for JLT4 | Code No: 10003723 | 0
10005558 | VELP EPDM tube Ø6,4X 11,2mm black | Code No: 10005558 | 0
10005691 | Main Board for VELP FOC120 FOC215 | Part No:10005691 | 0
10019 | Shimpo Contact Adapter for 200LC | Code No: 10019 | 0
10024657 | BUSHING,BALL LINEAR.6250OD.3750ID |  | 0
10024734 | I.C.68008 MICROPROC,PN:1000525 |  | 0
10024844 | SWITCH VACUUM SMC MDL:ZSE-OX-15 |  | 0
10027363 | PAD VACUUM V-HEAD YVP-008680-1 |  | 0
10027386 | CYLINDER,AIR YCY-007809-1 |  | 0
10027415 | BEARING YBB-005390-1 |  | 0
10027567 | VALVE,SOL DEE-003112-1 |  | 0
10027568 | VALVE SOL DEE-0031151-1 |  | 0
1004 | Benchtop centrifuge, without rotor | Brand: Hettich Model: EBA 21 (1004) | 0
1004-01 | Brand : Hettich, Cat no. :1004-0 | EBA 21, Benchtop centrifuge, without rot | 0
100MLIMMOIL | 100ML/BOTTLE IMMERSION BOTTLE OIL |  | 0
1011 | Brand : Hettich, Cat no. :1011 | Hand centrifuge without rotor | 0
101121 | MITUTOYO DGT Indicator,Lever Point | Needle Length:11mm | 0
1012 | Brand : Hettich, Cat no. :1012 |  | 0
1013 | Brand : Hettich, Cat no. :1013 | Rotor 6-place without buckets | 0
1014 | Brand : Hettich, Cat no. :1014 | Swing-out rotor 4 x 15 ml complete with | 0
1015 | Brand : Hettich, Cat no. :1015 | Angle rotor 12 x 15 ml for MIKRO 22R | 0
1016 | Brand : Hettich, Cat no. :1016 | Angle rotor 6 x 50 ml for MIKRO 22R | 0
1019 | Brand : Hettich, Cat no. :1019 | Adapter for 1 x 3 ml tubes in 1017-A/101 | 0
1020 | Brand : Hettich, Cat no. :1020 | Swing-out rotor 8-place without buckets | 0
1022 | Angle rotor 12-place for 0.2-2.0ml | Brand : Hettich, Cat no. :1022 | 0
1022-A | Angle rotor,12-place,0.2~2.0ml | Brand: Hettich Cat No: 1022-A | 0
1023 | Brand : Hettich, Cat no. :1023 | Hematocrit rotor with lid for 24 capilla | 0
1024200 | Dispersing elements for T 25 digital | S 25 N - 8 G Dispersing element | 0
1025 | Brand : Hettich, Cat no. :1025 | Rotor 4x15 ml for tubes max 17x125 mm in | 0
103607 | OEM Chart Paper for ISUZU Recorder,7Days | 103607-7,-15to40ºC,0-100%RH,55sheets/box | 0
1048 | Brand : Hettich, Cat no. :1048 | Swing-out rotor 4-place with cyto bucket | 0
1054-A | Brand : Hettich, Cat no. :1054-A | Adapter for tubes with Hemogard-cap | 0
1055 | Brand : Hettich, Cat no. :1055 | Bucket, 15 ml | 0
1057 | Brand : Hettich, Cat no. :1057 | Support ring and rubber insert for tube | 0
1071 | Brand : Hettich, Cat no. :1071 | Hematocrit capillaries 1.4 x 75 mm, per | 0
1072 | Brand : Hettich, Cat no. :1072 | Hematocrit capillaries 1.6 x 75 mm, per | 0
1089 | Brand : Hettich, Cat no. :1089 | Angle rotor 30 x 0.4-2.0 ml for EBA 21 a | 0
1089-A | Hettich Angle Rotor,30-Place | Cat No: 1089-A | 0
1091500 | H 11 Mains cable, spare |  | 0
1095 | Brand : Hettich, Cat no. :1095 | Angle rotor 24 x 0.4/2.0 ml for EBA 21 a | 0
10MLPPCYLINDTUB | 16x100MM,10ML PP CYLINDRICAL TUBE | Code No: 10MLPPCYLINDTUB | 0
10MMX1MPROBEOVBS | 10mm(0.44") x 1 meter(6.5') PROBE for | Videoscope Borescope | 0
10MMX2MPROBEOVBS | 10mm(0.44") x 2 meter(6.5') PROBE for | OVBS-4,Orion Videoscope Borescope | 0
10XADJEYEOTJ | 10X EYEPIECES SET(1 SIDE WITH ADJUSTABLE | TYPE) WITH HOLDER FOR OTJ SCOPE | 0
10XADJOTJ13 | 10X EYEPIECE ADJUSTABLE | TYPE ONLY) WITH HOLDER FOR OTJ SCOPE | 0
10XEYEOTJ | 10X eyepiece for OTJ W/O Adjustable |  | 0
10XLENS | 10X REPLACEMEN LENS FOR HN 118 |  | 7
110/0.193X3CABLE | 110/0.193X3C Flex Cable(G)-MTR |  | 0
11005307 | LINEAR BUSH IKO LM-81517F |  | 0
11005308 | VACUUM PAD (71A) |  | 0
11006889 | FIBER UNIT(OMRON)DCB-HQ5432X01-1 |  | 0
1101 | EBA 280 Small Centrifuge | 200-240V,50-60Hz, without rotor | 0
11011113 | BEARING YBB-006316-1 |  | 0
11011155 | BELT TIMING 5M462(YBT-007723-1) |  | 0
11011156 | BELT TIMING 5M450 |  | 0
11030931 | BELT TIMING 5M300 |  | 0
1105 | Brand : Hettich, Cat no. :1105 | MIKRO 22, Benchtop centrifuge, without r | 0
1105-01 | Brand : Hettich, Cat no. :1105-0 | MIKRO 22, Benchtop centrifuge without ro | 0
110V2PINPLUG | 2 PIN PLUG FOR 110V |  | 0
110V50HZBAL | 110V 50hz BALLAST |  | 0
110V60HZBAL | 110V 60Hz Ballast For Magnifie |  | 0
110VEBAL | 110V E-BALLAST FOR MAG LAMP |  | 0
1110 | Brand : Hettich, Cat no. :1110 | MIKRO 22R, Benchtop centrifuge,refrig. w | 0
1110-01 | Brand : Hettich, Cat no. :1110-0 | MIKRO 22R, Benchtop centrifuge, refrig. | 0
1114 | Brand : Hettich, Cat no. :1114 | Swing-out rotor 8-place without buckets | 0
1115 | Brand : Hettich, Cat no. :1115 | Swing-out rotor 6-place without buckets | 0
1116 | Angle rotor 6 x 50 ml | Brand: Hettich Cat No: 1116 | 0
1118 | Brand : Hettich, Cat no. :1118 | Rotor 12 x 5 ml with support for decanti | 0
112.02.10.08 | Drossel mit winkel E1 78/27,5 - Hettich |  | 0
1120 | Brand : Hettich, Cat no. :1120 | Rotor 8-place without buckets | 0
1122 | Brand : Hettich, Cat no. :1122 | Suspension 12 x 10 ml | 0
1123 | Brand : Hettich, Cat no. :1123 | Suspension 1 x 15 ml | 0
1126 | Brand : Hettich, Cat no. :1126 | Swing-out rotor 12-place without buckets | 0
1127 | Brand : Hettich, Cat no. :1127 | Suspension 1 x 1.6 - 5 ml | 0
1129000 | IKAFLON 155 Magnetic stirring bar | (155 x 27 mm) | 0
1131 | Brand : Hettich, Cat no. :1131 | Suspension 1 x 1.6 - 6 ml | 0
1131TYPEK | TES DIGITAL TERMOMETER MODEL:1131 | TYPE K | 0
1132 | Brand : Hettich, Cat no. :1132 | Suspension 1 x 4 - 10 ml | 0
1132700 | Centrifugal stirrers R 1355 | shaft length 100/24, 8, 550 mm | 0
1133 | Hettich Angle Rotor | Cat No: 1133 | 0
1133-01 | Angle rotor 12-place fitting in EBA 280S | BRAND: HETTICH, CAT NO: 1203 | 0
1137 | Hettich Angle Rotor 6-place | Cat no: 1137 | 0
1154 | Brand : Hettich, Cat no. :1154 | Swing-out rotor 24 x 1.5 / 2.0 ml | 0
1157 | Brand : Hettich, Cat no. :1157 | Angle rotor 12 x 1.5 / 2.0 ml with lid | 0
1158-L | Brand : Hettich, Cat no. :1158-L | Angle rotor 48 x 1.5 / 2.0 ml with lid | 0
1160 | Brand : Hettich, Cat no. :1160 | Angle rotor 6-place f. 0.2 ml 8-tube str | 0
1161 | Brand : Hettich, Cat no. :1161 | Drum rotor for 60 x 1.5 / 2.0 ml with li | 0
1162 | Brand : Hettich, Cat no. :1162 | Lid for rotor 1160 | 0
1162900 | FOOT , BUMP ON, RUBR,20.6X7.6 |  | 0
1163100 | IKA R1822,Plate stand | Ident No: 1163100 | 0
1189 | Brand : Hettich, Cat no. :1189 | Angle rotor 30 x 0.4-2.0 ml for MIKRO 22 | 0
119046 | Etalon Basic Micrometer Model: 00119046 |  | 0
1195 | Brand : Hettich, Cat no. :1195 | Angle rotor 24 x 0.4 - 2.0 ml for MIKRO | 0
1203 | MIKRO 185 Microlitre Centrifuge | Cat No: 1203 | 0
1204 | Microlitre centrifuge w/o Rotor | Model: MIKRO 120 | 0
1204-01 | Brand : Hettich, Cat no. :1204-0 | MIKRO 120, microlitre centrifuge without | 0
1206 | ROTOFIX 32A,Benchtop centrifuge w/o roto | Brand: Hettich Cat No: 1206 | 0
1206-01 | Brand : Hettich, Cat no. :1206-0 | ROTOFIX 32A, Benchtop centrifuge without | 0
120V60HZBAL | 120V 60hz BALLAST |  | 0
1212 | Brand : Hettich, Cat no. :1212 | Angle rotor 12-place for 0.2-2.0 ml for | 0
1213 | Angle rotor, 18-Place, for spin | Code No: 1213 | 0
1218 | Brand : Hettich, Cat no. :1218 | Angle rotor 18-place for 0.2-2.0 ml for | 0
1224 | Brand : Hettich, Cat no. :1224 | Angle rotor 24-place for 0.2-2.0 ml for | 0
1226 | Angle rotor, 24-place for microlitre | Brand: Hettich, Cat No: 1226 | 0
1230B | TESTING PH ELECTRODE PROBE | MODEL: 1230B | 0
1234300 | AS 2.1 Halteklammer; Fixing clip (25 ml) |  | 0
1234400 | AS2.2,Fixing clips (50ml) | Ident No: 1234400 | 0
1234500 | IKA AS2.3,Fixing clip (100ml) | Ident No: 1234500 | 0
1234600 | IKA AS2.4,Fixing clip (200/250ml) | Ident No: 1234600 | 0
1234700 | IKA AS2.5,Fixing clip (500ml) | Ident No: 1234700 | 0
1242 | Angle rotor 24-place for 0.2-2.0ml | for Mikro 120 Cat No: 1242 | 0
1242900 | Special elements for EUROSTAR | power control-visc 6000 R 1401 | 0
1243300 | Special elements for EUROSTAR | power control-visc 6000 R1402 | 0
1258 | Hettich 18-places Angle Rotor for | MIKRO 185,Cat No:1258 | 0
1260 | Brand : Hettich, Cat no. :1260 | Rubber foot | 0
1268400 | AS 1.6 Clamping device for AS 501.1 |  | 0
1268900 | AS 1.8 Supporting clamping device for A1 |  | 0
1269200 | AS 1.7 Clamping device for AS 501.1 |  | 0
1285 | Brand : Hettich, Cat no. :1285 | LS-frame for 6 slides in 1660 and 1452 | 0
1289800 | Special elements for EUROSTAR | power control-visc 6000 R1405 | 0
1293100 | RSE Stirring bar remover |  | 0
1295900 | IKA R1382,Propeller stirrer,3-bladed | Ident No: 1295900 | 0
1296000 | IKA R1381,Propeller Stirrer,3-bladed | Ident No: 1296000 | 0
12AAM589 | Mitutoyo Overlay Chart No.13 | Item No: 12AAM589 | 0
12VPOWER ADAPTOR | EKK Regulated 12V Power adaptor |  | 0
1308 | Brand : Hettich, Cat no. :1308 | Suspension for 1 x 50 ml tubes | 0
1311TYPEK | TES DIGITAL THERMOMETER MODEL:1311 | TYPE K | 0
1324 | Brand : Hettich, Cat no. :1324 | Swing-out rotor 4-place fitting into UNI | 0
1326 | Brand : Hettich, Cat no. :1326 | LS-frame for 12 x 4 ml tubes | 0
1327 | Brand : Hettich, Cat no. :1327 | LS-frame for 12 x 3 ml tubes | 0
1329 | Brand : Hettich, Cat no. :1329 | Adapter for 4 x 9 - 15 ml tubes | 0
1330 | Brand : Hettich, Cat no. :1330 | Adapter for 1 x 25 ml tubes | 0
1331 | Brand : Hettich, Cat no. :1331 | Adapter for 1 x 50 ml tubes | 0
1334 | Brand : Hettich, Cat no. :1334 | Rubber bearing | 0
1339 | Brand : Hettich, Cat no. :1339 | Adapter for 27 x 1 ml tubes | 0
1342 | Brand : Hettich, Cat no. :1342 | Locknut | 0
1343 | Brand : Hettich, Cat no. :1343 | Adapter for 9 x 3 ml tubes | 0
1345 | Brand : Hettich, Cat no. :1345 | Suspension for 1 x 45 ml tubes | 0
1346 | Brand : Hettich, Cat no. :1346 | Suspension for 2 x 20 ml tubes | 0
1347 | Adapter for 1x15ml tubes, | conical(Falcon Type) Cat No:1347 | 0
1348 | Brand : Hettich, Cat no. :1348 | Adapter for 4 x 4 - 10 ml tubes | 0
1351 | Brand : Hettich, Cat no. :1351 | Adapter for 5 x 1.5/2.0 ml tubes | 0
1356 | Brand : Hettich, Cat no. :1356 | Adapter for 3 x 15 ml tubes, conical (Fa | 0
1357 | Brand : Hettich, Cat no. :1357 | LS-frame for 30 x 1 ml tubes | 0
1358 | Brand : Hettich, Cat no. :1358 | Micro switch | 0
1358600 | RS 1 Set of magnetic stirring bar |  | 0
1363 | Brand : Hettich, Cat no. :1363 | Adapter for 1 x 25 ml tubes | 0
1365 | Brand : Hettich, Cat no. :1365 | Adapter for 1 x 30 ml tubes | 0
1366 | Brand : Hettich, Cat no. :1366 | Suspension, metal-reinforced in rotors 1 | 0
1369 | Brand : Hettich, Cat no. :1369 | Suspension for 4 x 15 ml tubes | 0
1369-91 | Brand : Hettich, Cat no. :1369-9 | Suspension for 4 x 5 ml tubes for decant | 0
1369-92 | Brand : Hettich, Cat no. :1369-9 | Suspension for 4 x 7 ml tubes for decant | 0
1370 | Brand : Hettich, Cat no. :1370 | Suspension for 5 x 9 ml tubes | 0
1372 | Brand : Hettich, Cat no. :1372 | Suspension for 17 x 5 ml tubes | 0
1377 | Brand : Hettich, Cat no. :1377 | LS-frame, 10-place for 1.5/2.0 ml tubes | 0
1378 | Brand : Hettich, Cat no. :1378 | LS-frame, 32-place for tubes 0.4 ml | 0
1379 | Brand : Hettich, Cat no. :1379 | LS-frame, 21-place for tubes 0.5 - 0.8 m | 0
1381 | Suspension for max. 100 ml | Brand: Hettich Cat No: 1381 | 0
1382 | Hygienic lid for 1381, 1430 and 1390 | Brand: Hettich Cat No: 1382 | 0
1383 | Brand : Hettich, Cat no. :1383 | Adapter for 5 x 1.6 - 7 ml tubes | 0
1384 | Adapter for 1x50ml tubes, | conical(Falcon Type) Cat No: 1384 | 0
1390 | Brand : Hettich, Cat no. :1390 | Suspension in rotor 1324 | 0
1396 | Brand : Hettich, Cat no. :1396 | Adapter for 1 x 85 ml tubes | 0
1398 | Brand : Hettich, Cat no. :1398 | Suspension in rotor 1324 | 0
13ASMARTPLUTOP | Smart 13A Plug Top |  | 0
1401 | Universal 320,Benchtop centrifuge 220V | Brand: Hettich Cat No: 1401 | 0
1401-01 | Brand : Hettich, Cat no. :1401-0 | UNIVERSAL 320, Benchtop centrifuge 110V | 0
1406 | UNIVERSAL 320R,Benchtop centrifuge 220V | Brand: Hettich Cat No: 1406 | 0
1406-01 | Brand : Hettich, Cat no. :1406-0 | UNIVERSAL 320R, Benchtop centrifuge 110V | 0
1407K-11 | WELCH, DUOSEAL OIL, 1L | Model:1407K-11 | 0
1407K-15 | Duoseal Vacuum Pump Oil (1 GALLON) | Code No: 1407K-15 | 0
1412000 | IKA R2722,H-Stand | Ident No: 1412000 | 0
1412100 | IKA R2723,Telescopic stand | Ident No: 1412100 | 0
1416 | Brand : Hettich, Cat no. :1416 | Angle rotor 12 x 15ml | 0
1418 | Brand : Hettich, Cat no. :1418 | Disc rotor 8-place for UNIVERSAL 320/320 | 0
1420 | Brand : Hettich, Cat no. :1420 | Angle rotor, 24 x 1.5/2.0 ml f. UNIVERSA | 0
1420-B | Hettich Angle Rotor 24 places | Cat No:1420-B | 0
1421 | Brand : Hettich, Cat no. :1421 | Hygienic lid for suspension 1427 | 0
1425 | Brand : Hettich, Cat no. :1425 | Suspension in rotors 1724/1494 | 0
1427 | Brand : Hettich, Cat no. :1427 | Suspension in rotors 1724/1494 | 0
1430 | Brand : Hettich, Cat no. :1430 | Suspension for 1 x 100 ml tubes | 0
1431 | Brand : Hettich, Cat no. :1431 | Adapter for 7 x 9/15 ml tubes | 0
1432 | Brand : Hettich, Cat no. :1432 | Adapter for 36 x 1 ml tubes | 0
1433 | Brand : Hettich, Cat no. :1433 | Adapter for 14 x 3 ml tubes | 0
1434 | Brand : Hettich, Cat no. :1434 | Adapter for 12 x 6 - 7 ml tubes | 0
1435 | Brand : Hettich, Cat no. :1435 | Adapter for 2 x 25 ml tubes | 0
1436 | Brand : Hettich, Cat no. :1436 | Adapter for 1 x 50 ml tubes | 0
1437 | Brand : Hettich, Cat no. :1437 | Adapter for 1 x 100 ml tubes | 0
1438 | Brand : Hettich, Cat no. :1438 | Adapter for 7 x 1.6 - 7 ml tubes | 0
1439 | Brand : Hettich, Cat no. :1439 | Adapter for 4 x 9 - 10 ml tubes | 0
1441 | Brand : Hettich, Cat no. :1441 | Adapter for 7 x 4 - 10 ml tubes | 0
1442 | Adapter 15ml fix into Carrier 1425 | Brand:Hettich,Cat No:1442 | 0
1443 | Brand : Hettich, Cat no. :1443 | Adapter for 1 x 50 ml tubes, conical (Fa | 0
1443400 | M 23 Star-shaped cutter |  | 0
1444 | Brand : Hettich, Cat no. :1444 | Adapter for 9 x 1.5/2.0 ml tubes | 0
1446 | Brand : Hettich, Cat no. :1446 | Adapter for 1 x 50 ml tubes | 0
1447 | Brand : Hettich, Cat no. :1447 | Adapter for 1 x 30 ml tubes | 0
1448 | Brand : Hettich, Cat no. :1448 | Adapter for 2 x 10 ml tubes | 0
1449 | Brand : Hettich, Cat no. :1449 | Adapter for 4 x 1.5/2.0 ml tubes | 0
1450 | Brand : Hettich, Cat no. :1450 | Hematocrit rotor with lid for 24 capilla | 0
1451 | Brand : Hettich, Cat no. :1451 | Adapter for 1 x 15 ml tubes | 0
1452 | Brand : Hettich, Cat no. :1452 | Suspension, Cyto, fitting into rotor 172 | 0
1453 | Brand : Hettich, Cat no. :1453 | Suspension for microtitre plates, fittin | 0
1453-A | Hettich Carrier for Microtitre Plate | Cat No:1453-A | 0
1454 | Adapter for 1 x 50 ml tubes, | conical (Falcon type) Cat No: 1454 | 0
1457 | Brand : Hettich, Cat no. :1457 | Adapter for 7 x 1.1 - 1.4 ml tubes | 0
1458 | Brand : Hettich, Cat no. :1458 | Adapter for 1 x 1,1-1,4 ml blood collect | 0
1459 | Brand : Hettich, Cat no. :1459 | Adapter for 4 x 4 - 8.2 ml tubes | 0
1460 | Brand : Hettich, Cat no. :1460 | Swing-out rotor 2-place for microtitre p | 0
1461 | Brand : Hettich, Cat no. :1461 | Adapter for 4 x 4 - 8.2 ml tubes | 0
1462-A | Brand : Hettich, Cat no. :1462-A | Adapter for 1 x 15 ml tubes, conical (Fa | 0
1462A | Adaptor |  | 0
1463 | Brand : Hettich, Cat no. :1463 | Adapter for 1 x 50 ml tubes | 0
1466 | Adapter 1-place for 1 x 15 ml tubes, | conical (Falcon type) Cat no: 1466 | 0
1467 | Brand : Hettich, Cat no. :1467 | Insert for 4 x 12/15 ml tubes in rotor 1 | 0
1468 | Brand : Hettich, Cat no. :1468 | Insert for 1 x 50 ml tubes in rotor 1418 | 0
1469 | Brand : Hettich, Cat no. :1469 | Support plate for 1 PCR-plate 96-well | 0
1470 | Brand : Hettich, Cat no. :1470 | Cyto chamber with slide holder, fitting | 0
1471 | Brand : Hettich, Cat no. :1471 | Cyto chamber with sealing,1 x 8 ml (from | 0
1475 | Brand : Hettich, Cat no. :1475 | Cyto chamber with sealing, 2 x 8 ml (fro | 0
1481 | Carrier,Fitting Into Rotor 1624 | Cat No: 1481 | 0
14810001764 | Velp Water Detector FIWE-SER For SER |  | 0
14810004518 | Velp Filter For Tap Water Valve SER |  | 0
1482 | Brand : Hettich, Cat no. :1482 | Adapter in suspension 1398 f. 7.5-15 ml | 0
1483 | Brand : Hettich, Cat no. :1483 | Adapter in suspension 1398 f. 15 ml tube | 0
1484 | Brand : Hettich, Cat no. :1484 | Adapter in suspension 1398 f. 50 ml tube | 0
1485 | Hettich Support Plate for Support PCR | Strips fix into Carrier 1453-A | 0
1490 | Brand:Hettich Cat No:1490 | Carrier fix into Swing-Out Rotor 1324 | 0
149-131 | Mitutoyo Micrometer Head,Model:149-131 |  | 0
1492 | HYGIENIC LID, CAT NO :1492 | Replacement for 1382 | 0
1494 | Brand : Hettich, Cat no. :1494 | Swing-out rotor 4-place for UNIVERSAL 32 | 0
15001 | Abrasive disc sic W/d paper,plain back | (100/pkg)--60grit | 0
15002 | Abrasive disc sic W/d paper,plain back | (100/pkg)--120grit | 0
15004 | Abrasive disc sic W/d paper,plain back | (100/pkg)--240grit | 0
15007 | Abrasive disc sic W/d paper,plain back | (100/pkg)--600grit | 0
15010 | Abrasive disc sic W/d paper,plain back | (100/pkg)--800/2400grit | 0
15012 | Abrasive disc sic W/d paper,plain back | (100/pkg)--1200/4000grit | 0
150MMX0.02 | DIAL CALIPER (NO BRAND), 150X0.02MM |  | 0
15402 | Dia-lap diamond lapping film disc WD | Polyback 8(203mm)3mil thicjness(pk/5) | 0
1545100 | IKA H 16 V Support rod | Ident No: 1545100 | 2
1572000 | IKAFLON 10 Magnetic stirring bar | (10 x 6 mm) | 0
1572100 | IKAFLON 15 Magnetic stirring bar | (15 x 6 mm) | 0
1572200 | IKAFLON 20 Magnetic stirring bar | (20 x 8 mm) | 0
1572300 | IKAFLON 25 Magnetic stirring bar | (25 x 8 mm) | 0
1572400 | IKAFLON 30 Magnetic stirring bar | (30 x 8 mm) | 0
1572500 | IKAFLON 40 Magnetic stirring bar | (40x8mm) | 0
1572600 | IKAFLON 50 Magnetic stirring bar | (50 x 8 mm) | 0
1572800 | IKAFLON 80 Magnetic stirring bar | (80x10mm) | 0
1584002 | Contact plug | Contact plug | 0
15W FLUO TUBE | 15Watt Fluorescent Tube Warm White |  | 0
1602000 | RW 47 D mit with three-phase motor |  | 0
1602800 | ULTRA-TURRAX Antriebe; Drives | T 65 D ULTRA-TURRAX | 0
1603600 | Universal mill | M 20 Universal mill | 0
1608000 | T 653 Telescopic stand |  | 0
1611 | Brand : Hettich, Cat no. :1611 | Swing-out rotor 8-place w/o buckets f. 1 | 0
1612 | Brand : Hettich, Cat no. :1612 | Angle rotor 12 x 1.5-2.0 ml f. 1401, 140 | 0
1613 | Brand : Hettich, Cat no. :1613 | Angle rotor 12 x 15 ml f. 1205, 1401, 14 | 0
1615 | Angle rotor 12 x 15 ml f. 1401, 1406 | Brand: Hettich Cat No: 1615 | 0
1617 | Brand : Hettich, Cat no. :1617 | Swing-out rotor 8-place for 1205, 1401, | 0
1618100 | VX 2E Eppendorf attachment |  | 0
1619 | Swing-out rotor 6-place for 1205, 1401, | Brand: Hettich Cat No: 1619 | 0
1620-A | Brand : Hettich, Cat no. :1620A | Angle rotor 6 x 85 ml for 1205, 1401, 14 | 0
1620A | Angle Rotor 6X85ml For 1206,1401,1406 | Brand: Hettich Cat No: 1620A | 0
1621 | Brand : Hettich, Cat no. :1621 | Suspension 12 x 15 ml | 0
1624 | Swing-out rotor 4-place for 1205, 1401, | Brand: Hettich Cat No: 1624 | 0
1626 | Brand : Hettich, Cat no. :1626 | Swing-out rotor 6-place for cyto-buckets | 0
1628 | Brand : Hettich, Cat no. :1628 | Swing-out rotor 12-place for 1205, 1401, | 0
1631 | Brand : Hettich, Cat no. :1631 | Adapter for 1 x 15 ml tubes, conical (Fa | 0
1632 | Brand : Hettich, Cat no. :1632 | Adapter for 3 x 7 ml tubes | 0
1633 | Brand : Hettich, Cat no. :1633 | Adapter for 1 x 25 ml tubes | 0
1634 | Brand : Hettich, Cat no. :1634 | Adapter for 1 x 50 ml tubes | 0
1635 | Adapter for 1 x 15 ml blood collection  | Brand: Hettich Cat No: 1635 | 0
1641 | Hettich Adapter for 1x50ml tubes, | conical(Falcon Type) Cat no: 1641 | 0
1643 | Brand : Hettich, Cat no. :1643 | Groove suspension 1 x 4 - 7 ml | 0
1643000 | R 474 Telescopic stand |  | 0
1644 | Brand : Hettich, Cat no. :1644 | Groove suspension 8 x 15 ml | 0
1645 | Brand : Hettich, Cat no. :1645 | Swing-out rotor 4-place for 1401, 1406 | 0
1646 | Adapter set, 6-place for tubes, | conical 50ml (Falcon type) | 0
1647 | Adapter set 6-place f.tubes,conical 15ml | Cat No: 1647 | 0
1648 | Brand : Hettich, Cat no. :1648 | Swing-out rotor 8-place with cyto-bucket | 0
1650 | Brand : Hettich, Cat no. :1650 | Hematocrit rotor with lid for 24 capilla | 0
1660 | Brand : Hettich, Cat no. :1660 | Cyto-Hygienic bucket | 0
1661 | Brand : Hettich, Cat no. :1661 | Cyto-Hygienic lid for 1660 | 0
1662 | Brand : Hettich, Cat no. :1662 | Slide holder with adapter ring for cyto | 0
1663 | Brand : Hettich, Cat no. :1663 | Cyto chamber with sealing, 1 x 1 ml (fro | 0
1664 | Brand : Hettich, Cat no. :1664 | Cyto chamber with sealing, 1 x 2 ml (fro | 0
1665 | Brand : Hettich, Cat no. :1665 | Cyto chamber with sealing, 1 x 4 ml (fro | 0
1666 | Brand : Hettich, Cat no. :1666 | Cyto chamber with sealing, 1 x 8 ml (fro | 0
1667 | Brand : Hettich, Cat no. :1667 | Cyto chamber with sealing, 3 x 2 ml (fro | 0
1668 | Brand : Hettich, Cat no. :1668 | Cyto chamber with sealing, 4 x 1 ml (fro | 0
1670 | Brand : Hettich, Cat no. :1670 | Slide holder wth 2 adapter rings for 2 c | 0
1671 | Brand : Hettich, Cat no. :1671 | Cyto angle chamber with sealing (from 10 | 0
1672 | Brand : Hettich, Cat no. :1672 | Cyto angle chamber with sealing (from 10 | 0
1673 | Brand : Hettich, Cat no. :1673 | Cyto angle chamber with sealing (from 10 | 0
1675 | Brand : Hettich, Cat no. :1675 | Filter cards 1-place (200 pcs.) | 0
1676 | Brand : Hettich, Cat no. :1676 | Filter cards 1-place (100 pcs.) | 0
1677 | Brand : Hettich, Cat no. :1677 | Filter cards 3-place (100 pcs.) | 0
1678 | Brand : Hettich, Cat no. :1678 | Filter cards 4-place (100 pcs.) | 0
1680 | Brand : Hettich, Cat no. :1680 | Cyto bucket for angle chamber | 0
1689 | Brand : Hettich, Cat no. :1689 | Angle rotor 30 x 0.4-2.0 ml with aerosol | 0
1689300 | Dispersing elements for T 50 basic | R 50 stirring shaft high speed | 0
1691 | Brand : Hettich, Cat no. :1691 | Filter cards 2-place (100 pcs.) | 0
1692 | Brand : Hettich, Cat no. :1692 | Filter cards 2-place (200 pcs.) | 0
1693 | Brand : Hettich, Cat no. :1693 | Filter cards 2 x 4-place (100 pcs.) | 0
1694 | Brand : Hettich, Cat no. :1694 | Filter cards 2 x 3-place (100 pcs.) | 0
1696 | Brand : Hettich, Cat no. :1696 | Filter cards 1-place (100 pcs.) | 0
1697 | Brand : Hettich, Cat no. :1697 | Filter cards 1-place (100 pcs.) | 0
1698 | Brand : Hettich, Cat no. :1698 | Filter cards 1-place (100 pcs.) | 0
17"LCDMONITOR | 17" LCD Monitor, |  | 0
1701 | Rotina 380,Bench Top Centrifuge, | without rotor,220V | 0
1703 | Brand : Hettich, Cat no. :1703 | ROTINA 38, Benchtop centrifuge without r | 0
1703-01 | Brand : Hettich, Cat no. :1703-0 | ROTINA 38, Benchtop centrifuge without r | 0
1706 | Benchtop Centrifuge,without Rotor | Brand:Hettich,Model:Rotina 380R (1706) | 0
1707 | Brand : Hettich, Cat no. :1707 | ROTINA 38R, Benchtop centrifuge refrig. | 0
1707-01 | Brand : Hettich, Cat no. :1707-0 | ROTINA 38R, Benchtop centrifuge refrig. | 0
1711 | Brand : Hettich, Cat no. :1711 | Drum rotor 6-place in ROTINA 38/38R | 0
1713300 | Dispersing elements for T 25 digital | S 25 N - 25 G Dispersing element | 0
1713400 | Dispersing elements for T 25 digital | S 25 KR - 25 G Dispersing element | 0
1713800 | Dispersing elements for T 25 digital | S 25 N - 25 F Dispersing element | 0
1713900 | Dispersing elements for T 25 digital | S 25 KR - 25 F Dispersing element | 0
1717 | Brand : Hettich, Cat no. :1717 | Swing-out rotor 10 x 50 ml conical (Falc | 0
1719300 | Software | AK 2.7 (red) Analog cable | 0
1719400 | Software | AK 2.6 (blue) Analog cable | 0
1720 | Brand : Hettich, Cat no. :1720 | Angle rotor 6 x 85 ml in ROTINA 38/38R | 0
1721 | Hettich Angle Rotor, 8-place | Cat No: 1721 | 0
1724 | Brand : Hettich, Cat no. :1724 | Rotor 4-place in ROTINA 38/38R | 0
1725 | Brand : Hettich, Cat no. :1725 | Rotor 4-place for microtiter plates | 0
1726 | Brand : Hettich, Cat no. :1726 | Rotor 6-place in ROTINA 38/38R | 0
1731 | Brand : Hettich, Cat no. :1731 | LS-frame for 2 x 25/30 ml tubes, conical | 0
1732 | Brand : Hettich, Cat no. :1732 | LS-frame for 8 x 7 ml tubes | 0
1733 | Brand : Hettich, Cat no. :1733 | LS-frame for 3 x 15 ml tubes | 0
1736 | Brand : Hettich, Cat no. :1736 | Adapter for 4 x 15 ml tubes, conical (Fa | 0
1737 | Brand : Hettich, Cat no. :1737 | Adapter for 1 x 50 ml tubes, conical, sk | 0
1741 | Brand : Hettich, Cat no. :1741 | Suspension for max. 10 x 9 ml tubes | 0
1742 | Brand : Hettich, Cat no. :1742 | Suspension for max. 7 x 15 ml tubes | 0
1745 | Brand : Hettich, Cat no. :1745 | Suspension for 2 x 25 ml tubes | 0
1746 | Brand : Hettich, Cat no. :1746 | Suspension for 1 x 50 ml tubes | 0
1748 | Brand : Hettich, Cat no. :1748 | Swing-out rotor 8-place for cyto in ROTI | 0
1751 | Lid with bio-containment for suspension | Cat No: 1751 | 0
1752 | Suspension for 290 ml bottle | Cat No: 1752 | 0
1752900 | Fixing elements | R 350 Universal clamp | 0
1753 | Brand : Hettich, Cat no. :1753 | Suspension for microtitre plates, fittin | 0
1753A | Suspension for microtitre plates | Cat No: 1753 | 0
1754 | Swing-out rotor 4-place in 1701/1706 | Cat No: 1754 | 0
1760 | Swing-out rotor 2-place for microtitre p | Cat No: 1760 | 0
1768 | adaptor 1x250ml for glass tube no 0530 |  | 0
1769 | Adaptor for 250/290ml bottle | Cat No: 1769 | 0
1771A | Adaptor for 15ML Tubes,conical(Falcon) | Cat No: 1771A | 0
1772A | Adaptor for 50ml tube,conical(Falcon) | Cat No: 1772A | 0
1783 | Adapter for 1.6 - 7 ml tubes |  | 0
178-583-01E | Portable surface roughness tester | Code No: 178-583-01E,SJ-412/0.75MN Inch | 0
1789 | Brand : Hettich, Cat no. :1789 | Angle rotor 30 x 0.4-2.0ml for ROTINA 38 | 0
179 | Fluke Digital Multimeter Model: 179 |  | 0
1790 | Brand : Hettich, Cat no. :1790 | Suspension for 250 ml in rotor 1794 | 0
1791 | Brand : Hettich, Cat no. :1791 | Insert for 250 ml bottle in suspension 1 | 0
1792 | Brand : Hettich, Cat no. :1792 | Angle rotor 6 x 94 ml in ROTINA 38/38R | 0
1793 | Brand : Hettich, Cat no. :1793 | Adapter for 2 x 50 ml tubes | 0
1794 | Brand : Hettich, Cat no. :1794 | Rotor 4-place in ROTINA 38/38R | 0
1796 | Brand : Hettich, Cat no. :1796 | Angle rotor 4-place in ROTINA 38/38R | 0
1798 | Brand : Hettich, Cat no. :1798 | Swing-out rotor 4-place in ROTINA 38/38R | 0
17MM | 17MM ROUND FITTING WITH 2MM HEXAGON | HEAD | 0
1800 | Benchtop centrifuge,EBA-200 | Cat No: 1800,with angle rotor 8x15ml | 1
1801 | CENTRIFUGE, HAEMATOKRIT 200 | Cat No: 1801 | 0
1809700 | H 159 Intermediate bottom |  | 0
1889800 | Bushing |  | 0
1899000 | Dispersing elements for T 25 digital | S 25 N - 10 G - VS Dispersing element | 0
1905500 | RV 06.5 Evaporating flask NS 29 |  | 0
1905600 | RV 06.4 Evaporating flask NS 29 |  | 0
1905700 | RV 06.6 Evaporating flask NS 29 |  | 0
1906600 | RV 06.7 Receiving flask KS 35 |  | 0
1907800 | RV 06.13 Dichtung; Seal |  | 0
1911800 | HKD-T 06 D IKA? High-perfomance laboratr |  | 0
1951200 | IKA Slit-ring blushing |  | 0
1957500 | RV 06.1 Set of glassware (diagonal) |  | 0
1957600 | RV 06.2 Set of glassware | (senkrecht; vertical) | 0
1958000 | RV 06.11 Vapor tube |  | 0
1980700 | Vacuum pump / valve | VC 1.1 Water jet pump | 0
19BAA219 | Mitutoyo Halogen Bulb Part No.19BAA219 | 6V20W | 0
1A20MM | SPECIAL MADE CONTACT POINT | MODEL: 1-A(20MM) | 0
1B40MM | SPECIAL MADE CONTACT POINT | MODEL: 1-B(40MM) | 0
1C60MM | SPECIAL MADE CONTACT POINT | MODEL: 1-C(60MM) | 0
1LBUFSOLPH4 | 1 LITRE BUFFER SOLUTION PH4 |  | 0
1LBUFSOLPH7 | 1 Lutre Buffer Solution, PH7 |  | 0
20001192 | IKA Moebius stirrer, small,Ø100 mm,L5m | Ident No:20001192 | 0
20001203 | IKA R3003,Spiral stirrer,Ø50 mm,L350m | Ident No:20001203 | 0
20001207 | IKA R3004.1 Blade stirrer,Ø50 mm,L565m | Ident No:20001207 | 0
20002620 | IKA, HOTPLATE STIRRER, RCT BASIC IKAMAG | Code No: 20002620 | 0
20003577 | IKA RCT Basic | Code No: 20003577 | 0
2002 | Benchtop centrifuge incl.rotor | Brand:Hettich Model:EBA-20,Cat No:2002 | 0
2002-01 | Brand : Hettich, Cat no. :2002-0 | EBA 20, Benchtop centrifuge incl. rotor | 0
2004112 | Digital Dimensionair 832 |  | 0
2008700 | (IKA/RO 10P) Fuse |  | 0
2014C-02 | ILMVAC Welch vacuum pump | Code No: 2014C-02 | 0
2022300 | Anchor stirrers R 1330 | shaft length 45, 8, 350 mm | 0
2022400 | IKA R1331,Anchor stirrers | shaft length 90,8,350mm,Ident No:2022400 | 0
2022500 | Kneading stirrer R 1335 | shaft length 45, 8, 350 mm | 0
2023 | Brand : Hettich, Cat no. :2023 | Adapter 1-place for microlitre tubes 0.5 | 0
2024 | Brand : Hettich, Cat no. :2024 | Adapter 1-place for microlitre tubes 0.2 | 0
2029 | Brand : Hettich, Cat no. :2029 | Angle-rotor 12x1,5ml/2,2ml | 0
2031 | Brand : Hettich, Cat no. :2031 | Adapter 1-place for microlitre tubes 1.5 | 0
2034C-02 | PTFE Dry Pump 12 mbar, 21L/min |  | 0
2050 | Brand : Hettich, Cat no. :2050 | Hematocrite-plate 24-place | 0
2056 | Brand : Hettich, Cat no. :2056 | Hematocrit rotor 20-place in HEMATOCRIT | 0
205V018 | COMPRESSOR FAN FOR SHAKING INCUBATOR |  | 0
205VL007 | MAIN CONTROLER FOR NB-205VL | Code No: 205VL007 | 0
2060C-02 | Diaphragm vacuum pump |  | 0
2061 | Brand : Hettich, Cat no. :2061 | Hygienic rotor cpl. | 0
2071 | Brand : Hettich, Cat no. :2071 | Haematocrit rotor 24-place | 0
2074 | Brand : Hettich, Cat no. :2074 | Hematocrit capillaries, heparinized, per | 0
2076 | Hematocrit rotor 24-place in HEMATOCRIT | Cat No: 2076 | 0
2077 | Brand : Hettich, Cat no. :2077 | Sealing putty for capillaries | 0
2078 | Brand : Hettich, Cat no. :2078 | Microliter tubes 1.5 ml, PP, per 1,000 p | 0
2079 | Brand : Hettich, Cat no. :2079 | Tube, cylindrical, ungraduated,10 ml, wi | 0
20XLENSPJ3015 | 20xX LENS FOR CPJ3015 |  | 0
2104 | HAEMATOKRIT 210,Benchtop centr.w/o rotor | Cat No: 2104 | 0
2104-01 | Brand : Hettich, Cat no. :2104-0 | HAEMATOKRIT 210, Benchtop centr. w/o rot | 0
2114700 | RV 06.15 Dichtung; Seal |  | 0
2163500 | Vacuum pump / valve | VC 1.3 Magnetic solenoid valve | 0
2167400 | H 28 Bath attachment |  | 0
21AAA25LVLPOINT | Mitutoyo Level Point 21AAA255 |  | 0
21EAA280 | INTERCONNETOR SENSOR |  | 0
21EZA159 | DETECTOR ASSY |  | 0
21EZA190A | REPLACE SCALE ASSY |  | 0
21EZA201 | REPLACE GRID ASSY |  | 0
21EZA250 | GRID ASSY |  | 0
2200 | Microlitre Centrifuge,Without Rotor | Mikro 220,classic Cat No: 2200 | 0
2200-01 | Brand : Hettich, Cat no. :2200-0 | MIKRO 220 as 2200, but 110-127 V, 50-60 | 0
2205 | Brand : Hettich, Cat no. :2205 | MIKRO 220 R , Bench-top centrifuge, refr | 0
2205-01 | Brand : Hettich, Cat no. :2205-0 | MIKRO 220 R , as 2205, but 110-127 V, 60 | 0
2206 | Brand : Hettich, Cat no. :2206 | Buckling protection socket | 0
2207 | Brand : Hettich, Cat no. :2207 | Panel | 0
220V60HZBAL | 220V60H BALLAST |  | 0
220V60HZEBAL | 220V E-Ballast For Mag Lamp |  | 0
2212 | Brand : Hettich, Cat no. :2212 | Buffer | 0
2213 | Brand : Hettich, Cat no. :2213 | Support ring | 0
221570 | daigger (USA) stainless steel beaker | Code No: 221570 | 0
2218 | Brand : Hettich, Cat no. :2218 | Angle rotor 12-place with lid for microl | 0
2219 | Brand : Hettich, Cat no. :2219 | Angle rotor 20-place, for cryo tubes 1.8 | 0
2226 | Brand : Hettich, Cat no. :2226 | Rotors ONLY for MIKRO 22 R Swing-out rot | 0
2231 | Brand : Hettich, Cat no. :2231 | Friction rubber 15,5x20,5x4 | 0
2235000 | Accessories CC3-308B vpc | LT 5.23 Hose adapter | 0
2251 | Brand : Hettich, Cat no. :2251 | Rubber foot d30x30 | 0
2253 | Brand : Hettich, Cat no. :2253 | Sealing ring | 0
2262 | Brand : Hettich, Cat no. :2262 | Fuse T 63mA (5x20) | 0
2266 | Brand : Hettich, Cat no. :2266 | Fuse T 6,3A (5x20) | 0
22WDAYMAGBULB | 22W Daylite Fluorescent Tube | Brand: Hitachi Model: FC8T9/D | 23
22WS/D/LCIRCULAR | Hitachi 22W S/D/L Circular Tube |  | 0
22WWWHITEMAGBULB | 22W WARM WHITE (FOR MAGNIFIER) |  | 0
2300 | EBA 270,Benchtop centrifuge incl rotor | Brand: Hettich Cat No: 2300 | 0
2300000 | Vacuum controller | VC 2 IKAVAC Vacuum controller | 0
2332900 | Turbine stirrers R 1311 | shaft length 30, 8, 350 mm | 0
2333000 | IKA R1312,Turbine stirrers | shaft length 50,8,350mm Ident No:2333000 | 0
2333100 | Turbine stirrers R 1313 | shaft length 70, 10, 400 mm | 0
2336000 | FK 1 Flexible coupling |  | 0
2339600 | AS 501.5 Dish attachment |  | 0
2339700 | AS 1.10 Basic holder for AS 501.1 |  | 0
2339800 | AS 1.11 Clamping roll for AS 501.1 |  | 0
2341 | Brand : Hettich, Cat no. :2341 | Imbalance switch | 0
2341100 | AS 501.4 Fixing clip attachment |  | 0
2343600 | IKA R1389,Propeller stirrer,3-bladed | Ident no: 2343600 (PTFE-coated) | 0
2343700 | Anchor stirrers R 1332 | shaft length 60, 8, 350 mm | 0
2348000 | Dispersing elements for T 25 digital | S 25 KV - 18 G Dispersing element | 0
2353 | Brand : Hettich, Cat no. :2353 | Clamp | 0
2357 | Brand : Hettich, Cat no. :2357 | Square for micro switch | 0
2359 | Brand : Hettich, Cat no. :2359 | Hinge bolt | 0
2364 | Brand : Hettich, Cat no. :2364 | Terminal border (2-pole) | 0
2367 | Brand : Hettich, Cat no. :2367 | Upper part for 2011 | 0
2374 | Brand : Hettich, Cat no. :2374 | Fastening angle | 0
2376 | Brand : Hettich, Cat no. :2376 | Radio suppression filter 250V 3,3A | 0
2377 | Brand : Hettich, Cat no. :2377 | Radio suppression filter 250V 3,3A | 0
2378 | Brand : Hettich, Cat no. :2378 | Micro switch (imbalance) | 0
2384 | Brand : Hettich, Cat no. :2384 | Fuse F 1,25A (5x20) | 0
2385 | Brand : Hettich, Cat no. :2385 | Fuse F 5,0A (5x20) | 0
2387900 | Dissolver stirrers R 1302 | shaft length 100, 10, 350 mm | 0
2388 | Brand : Hettich, Cat no. :2388 | Insert | 0
2400 | Brand : Hettich, Cat no. :2400 | MIKRO 200, Benchtop centrifuge w/o rotor | 0
2400-01 | Brand : Hettich, Cat no. :2400-0 | MIKRO 200, Benchtop centrifuge w/o rotor | 0
2404000 | Dispersing elements for T 25 digital | S 25 KV - 25 F Dispersing element | 0
2405 | Brand : Hettich, Cat no. :2405 | MIKRO 200R, Benchtop centrifuge refriger | 0
2405-01 | Brand : Hettich, Cat no. :2405-0 | MIKRO 200R, Benchtop centrifuge refriger | 0
240V50HZBAL | 240V50HZ BALLAST |  | 0
240V60HZBAL | 240V 60Hz Ballast |  | 0
240VTRANS9"MON | 240 TRANSFORMER FOR 9" MONITOR |  | 0
2418 | Brand : Hettich, Cat no. :2418 | Angle rotor 4-place for 0.2 ml 8-tube st | 0
2423 | Brand : Hettich, Cat no. :2423 | Lid for rotors 2424, 2430 and 1420 | 0
2424-A | 24-PLACE ANGLE ROTOR |  | 0
2424-B | Brand : Hettich, Cat no. :2424 | Angle rotor 24-place with lid f. 0.2-2.0 | 0
2425 | Brand : Hettich, Cat no. :2425 | Lid for rotors 2424, 2430 and 1420 | 0
2426 | Brand : Hettich, Cat no. :2426 | Angle rotor, 20-place for cryo tubes | 0
2427 | Angle rotor 30-place, Hettich |  | 0
2430 | Brand : Hettich, Cat no. :2430 | Angle rotor 30-place for 0.5 ml tubes | 0
2437700 | IKA H 44 Boss head clamp | Ident No: 2437700 | 2
2439100 | Vacuum pump / valve | VC 2.4 Pump control | 0
2466900 | Dispersing elements for T 25 digital | S 25 KV - 25 G Dispersing element | 0
2481501 | PBA Main |  | 0
2482000 | IKA EUROSTAR Digital Overhead Stirrers | Ident No: 2482000 | 0
2484701 | (IKA/RO 10P) Rocker Swicth |  | 0
2494700 | Dispersing elements for T 25 digital | S 25 NK - 19 G Dispersing element | 0
2495700 | Rotor for S25NK-19G |  | 0
2495800 | PTFE Bushing for S25NK-19G |  | 0
25000633 | IKA 135.108 Block 250ml | Ident No:25000633 | 0
25000639 | IKA H135.30 Flask Carrier 500ml | w/o handle,Ident NO:25000639 | 0
25001162 | IKA Star-shaped cutter A | Ident No:25001162 | 0
25002968 | IKA Midi MR 1 digital plus, | Magnetic stirrer w/o heating | 0
25005521 | RCT digital | Code No: 25005521 | 0
2506800 | Accessories CC3-308B vpc | PT 100.5 Temperature sensor | 0
2511C-02 | Pressure Vacuum Station, 230V 50Hz 1Ph |  | 0
2511C-75 | Aspirator & Pressure Transfer Station, |  | 0
2518000 | DK 25.11 Flow chamber |  | 0
2520000 | Heating / Tempering Heating baths | HB 4 basic Heating bath | 0
2522C-02 | WOB-L Pressure/Vaccum Dry Pump | Model: 2522C-02 | 0
2526400 | KS 501 digital Laboratory shaker |  | 0
2527000 | Horizontal shakers | HS 501 digital Laboratory shaker | 0
253483 | Brand : Hettich, Cat no. :253483 | Tube 290ml with screw-cap, fitting into | 0
2534C-02 | Wob-l Pressure/Vacuum Dry Pump, |  | 0
2541304 | Printed circuit board |  | 0
2541500 | Printed circuit board |  | 0
255181/1 | Brand : Hettich, Cat no. :255181 | Adapter for 290 ml tube, fitting into ro | 0
256000633 | IKA H 135.108 Block 250ml | Ident No:256000633 | 0
2562500 | AD 25 Mounting support for DK 25.11 |  | 0
2562C-50 | Welch Vacuum Pump | Model: 2562C-50 | 0
2563000 | Dispersing elements for T 25 digital | S 25 KV - 25 G - IL Dispersing element | 0
2572100 | RW 16 basic |  | 0
2572200 | EUROSTAR power basic |  | 0
2578100 | Accessories CC3-308B vpc | LT 5.24 Hose adapter | 0
2594500 | AS 1.12 Supporting bar for AS 1.10 |  | 0
2597000 | AS 1.13 Ground section holder for AS 1.0 |  | 0
25XMINILEDSCOPE | 25x miniLED microscope |  | 0
2600000 | EUROSTAR power control-visc |  | 0
2600300 | PT 100.51Temperature sensor, glass-coat | for RET c.v. / RET c.v. C safety control | 0
2601900 | PT 100.50 Temperature sensor, stainless, | for RET c.v. / RET c.v. C safety control | 0
2602300 | Heating / Tempering Heating baths | HBR 4 digital Heating bath | 0
2603000 | IKA R301, Stirring shaft protection | Ident No: 2603000 | 0
2604000 | IKA R301.1 Support holder for R 301 | Ident No: 2604000 | 0
2606700 | Accessories CC3-308B vpc | LT 5.20 Hose | 0
2609800 | Accessories HP 30 digital | HP 30.1Temperature sensor | 0
2611500 | Accessories CC3-308B vpc | PT 100.7 Temperature sensor | 0
2616700 | Software | PC 1.1 Cable | 0
2616800 | PC 1.2 Adapter, 25 pins |  | 0
2621500 | Software | PC 5.1 Adapter | 0
2621800 | Maxi MR 1 digital IKAMAG |  | 0
2621900 | Midi MR 1 digital IKAMAG |  | 0
2636700 | R 380 Stand support |  | 0
2657700S | IKA R182,Boss head clamp | Ident No: 2657700S | 2
2657800 | Fixing elements | R 270 Boss head clamp | 0
2664000 | IKA R271,Fixing elements,Boss head clamp | Ident No: 2664000 | 0
2669910 | COLOR SQUID IKAMAG Harry notes |  | 0
2669913 | COLOR SQUID IKAMAG Zip |  | 0
2669917 | COLOR SQUID IKAMAG Number one |  | 0
2669922 | COLOR SQUID IKAMAG? Wildcat |  | 0
2669936 | COLOR SQUID IKAMAG? Mighty Mouse |  | 0
2670400 | POTENTIOMETER COMP. POTI |  | 0
2677000 | Mini MR standard IKAMAG |  | 0
2700700 | Software | PC 2.1 Cable | 0
2734300 | Software | AK 2.1 Analog cable | 0
2734500 | H 99 Protective cover for RCT basic | 3378500 and RET basic / control | 0
2735451 | H 62.51 Stainless steel sensor | for ETS-D5/D6, spare | 0
2735551 | H 66.51 Stainless steel sensor for | ETS-D5/D6, glass-coated | 0
2735600 | H 70 Extension cable |  | 0
2746700 | Dissolver stirrers R 1303 | shaft length 42, 8, 350 mm | 0
2747400 | Anchor stirrers R1333 | shaft length 150, 10, 550 mm | 0
2753200 | Software | PC 2.2 Adapter | 0
2755900 | Software | PC 1.4 Adapter | 0
2756000 | Software | PC 1.5 Cable | 0
2756100 | Software | AK 2.2 Analog cable | 0
2760000 | RW 28 basic |  | 0
2789400 | PRINTED CIRCUIT BOARD |  | 0
2798400 | PCB POWER |  | 0
2801200 | Software | AK 2.3 Analog cable | 0
2801300 | Software | AK 2.4 Analog cable | 0
2803000 | PCB-MOTO CONTROLLER |  | 0
2807000 | Accessories CC3-308B vpc | LT 5.22 Hose adapter | 0
2808700 | Revolution counter | DZM-M Monitor | 0
2808900 | Revolution counter | DZM-K Extension cable (1 m) | 0
2809300 | Revolution counter | DZM-S.o Sensor optical | 0
2810000 | DK 50.11 Flow chamber |  | 0
2812000 | KMO 2 basic IKAMAG |  | 0
2819000 | VXR basic Vibrax? Small shaker |  | 0
2829300 | Vacuum controller | AM 1 Analog module | 0
2829400 | H 29 Oil bath attachment 1,0 l |  | 0
2829500 | H 30 Oil bath attachment 1,5 l |  | 0
2830000 | RW 11 basic Lab transparent |  | 0
2830001 | RW 11 basic Lab off-white |  | 0
2830004 | IKA RW11 Basic Lab Creamy Blue | Ident No: 2830004,Incl R1001.0527400 | 0
2830005 | RW 11 basic Lab salmon pink |  | 0
2830200 | Dispersing elements for T 25 digital | S 25 KV - 25 F - IL Dispersing element | 0
2836000 | IKA MF-10 Basic Microfine grinder drive | Ident No: 2836000 | 0
2847700 | PT 100.52 Temp sensor,stainless steel | for RET c.v. / RET c.v. C safety control | 0
2850000 | IKA EUROSTAR power control-visc P4 | Ident No: 2850000 | 0
2850700 | EUROSTAR power control-visc P7 |  | 0
2854100 | VK 60/01 Adapter for RW 20 digital |  | 0
2858700 | H 240 Ring set |  | 0
2870900 | Accessories MF 10 basic | MF 10.1 Cutting-grinding head | 0
2871000 | Accessories MF 10 basic | MF 10.2 Impact grinding head | 0
2900000 | IKA A-11,Basic Analytical mill | Ident No: 2900000 | 0
2904100 | A 11.4 Grinding chamber (250 ml) |  | 0
2904600 | Accessories A 11 basic | A 11.1 Spare beater | 0
2905200 | A 11.2 Cutting blade |  | 0
2907800 | Software | AK 2.8 Analog cable | 0
2928300 | (IKA/RO 10P) Driving Belt |  | 0
2929S | Mitutoyo Dial Indicator Model: 2929S |  | 0
2930200 | RO 5 power IKAMAG Multi-station (5) |  | 0
2930300 | IKA RT5 Power IKAMAG Multi-station (5) | With Temperature control | 0
2930400 | RO 10 power IKAMAG? Multi-station (10) |  | 0
2930500 | IKA RT-10 Power IKAMAG Multi-station(10) | Ident No: 2930500 | 0
2930600 | RO 15 power IKAMAG? Multi-station (15) |  | 0
2930700 | RT 15 power IKAMAG? Multi-station (15) |  | 0
293-185 | Mitutoyo Quantumike range:0-1” / 0-25mm | Model: 293-185 | 0
293-233 | Mitutoyo Digital Micrometer | Range: 75-100mm | 0
293-342 | Mitutoyo Digital Micrometer | Range: 50-75mm x 0.001mm | 0
2936000 | HKD 06.2 Stempel; Plunger |  | 0
2938900 | Sieves MF 10 basic | MF 0.25 Sieve (Hole size ? 0.25 mm) | 0
2939000 | Sieves MF 10 basic | MF 0.5 Sieve (Hole size ? 0.5 mm) | 0
2939200 | Sieves MF 10 basic | MF 1.0 Sieve (Hole size ? 1.0 mm) | 0
2939400 | Sieves MF 10 basic | MF 2.0 Sieve (Hole size ? 2.0 mm) | 0
2939500 | Sieves MF 10 basic | MF 3.0 Sieve (Hole size ? 3.0 mm) | 0
2939600 | Sieves MF 10 basic | MF 4.0 Sieve (Hole size 4.0 mm) | 0
2947300 | (IKA/HKS 130B) Optical Sensor |  | 0
2953800 | R 302 Stirring shaft protection |  | 0
2968500 | Carbon brush | Carbon brush | 0
2970000 | labworldsoft |  | 0
2971900 | IKA MF10.1 O RING, DOOR SEAL | Ident No: 2971900 | 0
2972500 | R 103 Plate stand |  | 0
2976500 | Rotary Knob for KS260 Basic | Code No: 2976500 | 0
2979400 | AS 1.5 Fastening screw |  | 0
2980000 | KS 130 basic Small shaker |  | 0
2980100 | KS130 Small shaker C/W positioning point |  | 0
2980200 | IKA KS-260 Basic Laboratory Shaker | Ident No: 2980200 | 0
2980300 | KS260 Laboratory shaker c/w | positioning point | 0
2983000 | A 11.3 Beater (chromcarbid coated) |  | 0
2983100 | A 11.5 Spare grinding chamber (80 ml) |  | 0
2A20MM | SPECIAL MADE CONTACT POINT | MODEL: 2-A(20MM) | 0
2B40MM | SPECIAL MADE CONTACT POINT | MODEL: 2-B(40MM) | 0
2C60MM | SPECIAL MADE CONTACT POINT | MODEL: 2-C(60MM) | 0
2FTFLUORECENT TU | Philips 18W/86 T13PHL18W/86 Fluo Tube | (Warm White) Size: 2FT | 0
2WWS/D/LCIRCULAR | Hitachi 22W S/D/L Circular Tube |  | 0
2XBOOSTERLENS | 2x Booster lens |  | 0
3"X12"NUTBOX | 3"x12" Nut Box |  | 0
3002500 | (IKA/HKS 130B) PBA Power |  | 1
3006000 | Software | IO 2 DATACONTROL | 0
3008600 | IKA Fixing elements,RH 3 Strap clamp | Ident No: 3008600 | 0
3030500 | AS 1.31 Clamping roll for AS 130.1 |  | 0
3030501 | AS 1.61 Clamping roll for AS 260.1 |  | 0
3033500 | Switch replacement including | mounting guidelines | 0
3036200 | Accessories CC3-308B vpc | PC 2.3 Cable | 0
3048700 | A 11.7 Funnel |  | 0
3050001 | BIG SQUID IKAMAG Star |  | 0
3050002 | BIG SQUID IKAMAG Froggy |  | 0
3050004 | BIG SQUID IKAMAG Ocean |  | 0
3050005 | BIG SQUID IKAMAG IKA maleon |  | 0
3050009 | BIG SQUID IKAMAG White |  | 0
3062000 | Software | IO 2.1 DATACONTROL Power switch | 0
3066600 | Horizontal shakers | HS 260 basic Laboratory shaker | 0
3066700 | Horizontal shakers HS 260 | Laboratory shaker with positioning point | 0
3067300 | Door seal for Microfine Grinder MF10.1 | Ident No: 3067300 | 0
307438 | MITUTOYO STATER ASSY MODEL:307438 |  | 0
3075000 | RV 05 basic Drive |  | 0
307606 | MITUTOYO ROTOR ASSY MODEL:307606 |  | 0
3100C-02 | WELCH, PERISTALTIC PUMP (ANALOG) | Code No: 3100C-02 | 0
3113200 | DTM 12 IKATRON | Digital temperature measuring instrument | 0
3115000 | AS 130.2 Fixing clip attachment |  | 0
3115500 | AS 260.2 Fixing clip attachment |  | 0
3120000 | AS 130.3 Dish attachment |  | 0
3120300 | AS 130.4 Test tube support |  | 0
3120600 | AS 260.3 Dish attachment |  | 0
3120900 | AS 260.5 Seperating funnel attachment |  | 0
3122100 | PT 100.23 Temperature sensor |  | 0
3122200 | PT 100.24 Temperature sensor |  | 0
3122300 | PT 100.25 Temperature sensor |  | 0
3122500 | PT 100.27 Temperature sensor |  | 0
3124000 | PCB display | PCB display | 0
3127800 | DTM 12.10 Data cable, 9 pins (F) |  | 0
3134800 | HKD 06.10 Kneading blade (front) |  | 0
3148000 | AS 1.30 Basic holder for AS 130.1 |  | 0
3149000 | AS 1.60 Basic holder for AS 260.1 |  | 0
3154100 | RV 05.3 Telescopic stand |  | 0
3159000 | IKA RH5,Fixing elements,Strap clamp | Ident No: 3159000 | 0
3160000 | R 1825 Plate stand |  | 0
3160100 | IKA R1826 Plate stand | Ident No: 3160100 | 2
3160200 | R 1827 Plate stand |  | 0
3164000 | Thermostats | EH 4 basic Immersion thermostat | 0
3192000 | Software | PC 4.1 RS 232 Server | 0
3207000 | RH digital KT/C IKAMAG? safety control | white coated heating plate,dgt display | 0
3207100 | RH basic KT/C IKAMAG? safety control | (white coated heating plate) | 0
3208000 | MTS 2/4 Digital microtiter shaker |  | 0
321-71534-02 | Shimadzu Heater 240V for MOC63U | Code No:321-71534-02 | 0
321-71571-10 | Shimadzu Aluminium sheets (Disposable) | For MOC63U,Model:321-71571-10 | 0
3232000 | RC 1 Remote control |  | 0
3264000 | SI 472 Fixing device |  | 0
3264400 | SI 474 Fixing device |  | 0
3277700 | lab disc (WHITE), ultraflat |  | 0
3292902SCHNEIDER | IKA Motor protecting relay | Ident No: 3292902 | 0
3294800 | SI 400 Safety switch |  | 0
3297000 | RW 28 D mit with three-phase motor |  | 0
3302900 | A 11.6 Double beater |  | 0
3304000 | Dispersing elements for T 10 basic | S 10 N - 5 G Dispersing element | 0
3305500 | Dispersing elements for T 10 basic | S 10 N - 8 G Dispersing element | 0
331-361 | Mitutoyo DIGIMATIC SPLINE MICROMETER | Code No: 331-361 RANGE : 25MM/1" | 0
3319000 | MS 3 digital Small shaker. |  | 0
3330000 | EUROSTAR power control-visc P1 |  | 0
3331400 | RW 14 basic |  | 0
3335000 | Thermostats | EH 4.1 Bath vessel (5 l) | 0
3335100 | Thermostats | EH 4.2Bath vessel (11 l) | 0
3335200 | Thermostats | EH 4.3 Bath vessel (18 l) | 0
3339000 | IKA RH basic 2 | Ident No:3339000 | 0
3340000 | IKA Vortex Genius 3,Orbital shakers | Ident No: 3340000 | 0
3341200 | VG 3.1 Standard attachment |  | 0
3342100 | VG 3.36 Erlenmeyer flask attachment fork |  | 0
3342300 | VG 3.2 One-hand attachment |  | 0
3342400 | VG 3.3 Universal attachment |  | 0
3343900 | VG 3.32 Test tube attachment (for 18 re) |  | 0
3344000 | VG 3.33 Test tube attachment (for 12 re) |  | 0
3344100 | VG 3.34 Test tube attachment (for 8 rea) |  | 0
3344200 | VG 3.35 Test tube attachment (for 8 rea) |  | 0
3344300 | VG 3.31 Test tube attachment for 54 Epps |  | 0
3344400 | VG 3.37 Microtiter plate attachment fore |  | 0
3362300 | lab disc (SUNNY SIDE UP), ultraflat |  | 0
3364000 | RET control visc IKAMAG? safety control | (stainless steel heating plate) | 0
3364100 | RET control visc C IKAMAG? safety contrl | (white coated heating plate) | 0
3365000 | Orbital shakers | lab dancer Test tube shaker | 0
3367600 | PT1000.50 Temp sensor,double,stainless | steel for RET c.v./RET c.v.C safety con | 0
3368000 | Topolino |  | 0
3370100 | Dispersing elements for T 10 basic | S 10 N - 10 G Dispersing element | 0
3372000 | Fixing elements | R 200 Clamp | 0
3375400 | VX 8.1 Clamping roll |  | 0
3377700 | PT1000.51 Temp sensor,double,glass-coted | for RET c.v./RET c.v.C safety control | 0
3378000 | IKA Electronic contact thermometer | Model: ETS-D5 Ident No: 3378000 | 2
3378100 | ETS-D6 Electronic contact thermometer | with integrated pH measuring instrument | 0
3380400 | heating foil | heating foil | 0
3381300 | Topolino mobil (battery-powered) |  | 0
3384100 | HCT basic IKATHERM | Heating plate (aluminium) | 0
3384200 | REO basic(stainless steel set-up plate) |  | 0
3386000 | R 104 Stand |  | 0
3410500 | KV 600 digital |  | 0
3420000 | ULTRA-TURRAX? Antriebe; Drives | T 10 basic ULTRA-TURRAX | 0
342251 | Mitutoyo Point Micrometer | 342-251 | 0
3426300 | MS 3.1 Standard attachment |  | 0
3426400 | MS 3.4 Microtiter plate attachment |  | 0
3426600 | MS 3.3 Universal attachment |  | 0
3428100 | foil feeler | foil feeler | 0
3433212 | S 10 D - 7 G - KS - 65 | Plastic dispersing element (12 pcs.) | 0
3433225 | S 10 D - 7 G - KS - 65 | Plastic dispersing element (25 pcs.) | 0
3433312 | S 10 D - 7 G - KS - 110 | Plastic dispersing element (12 pcs.) | 0
3433325 | S 10 D - 7 G - KS - 110 | Plastic dispersing element (25 pcs.) | 0
3447200 | Pcb MS 3 digital |  | 0
3451700 | S 25 D - 14 G -Plastic dispersing | element (5 pcs.) | 0
3451800 | S 25 D-10 G-Plastic dispersing element) | (5 pcs) | 0
3451900 | S 18 D - 14 G - KS Plastic dispersing | element (5 pcs.) | 0
3452000 | S 18 D- 10 G - | KS Plastic dispersing element (5 pcs.) | 0
3452100 | S 25 D - 14 G -Plastic dispersing | element (10 pcs.) | 0
3452200 | S 25 D - 10 G - Plastic dispersing | element (10 pcs.) | 0
3452300 | S 18 D - 14 G - KS Plastic dispersing | element (10 pcs.) | 0
3452400 | S 18 D - 10 G - KS Plastic dispersing | element (10 pcs.) | 0
3452500 | S 18/25-ET50 Einweg Tube;Disposable tube |  | 0
3460000 | EUROSTAR power control-visc 6000 |  | 0
3479000 | RH basic 1 IKAMAG(stainless steel hea) |  | 0
3481700 | Thermocouple | Thermocouple | 0
3482300 | 7inch surface | 7inch surface | 0
3484300 | IKA Heating surface 10 inch | Ident No: 3484300 | 0
3510000 | IKA KS.4000i control Incubator Shaker | Ident No: 3510000 | 0
3510100 | Incubator shakers KS 4000 ic control | Incubator shaker with built-in cooler | 0
3516800 | PT 1000.60 Temperature sensor, stainles, | for RCT basic safety control | 0
3524200 | Rocker Switch |  | 0
3525900 | motor | motor | 0
3547700 | IKA H 38 Holding rod | Ident No: 3547700 | 2
3559000 | IKA PCB POWER FOR C-MAG HS7 | Ident No: 3559000 | 0
3561000 | ULTRA-TURRAX Antriebe; Drives | T 18 basic ULTRA-TURRAX | 0
3565000 | IKA T-25 Digital Ultra-Turrax | Ident No: 3565000 | 0
3573000 | BIG SQUID IKAMAG pineapple |  | 0
3573200 | BIG SQUID IKAMAG strawberry |  | 0
3573400 | BIG SQUID IKAMAG kiwi |  | 0
3573600 | BIG SQUID IKAMAG orange |  | 0
3576900 | IKA COLOR SQUID |  | 0
3577 | Brand : Hettich, Cat no. :3577 | Rubber foot D39x32 | 0
3578000 | lab disc orange, ultraflat |  | 0
3578200 | lab disc green, ultraflat |  | 0
3578400 | lab disc pink, ultraflat |  | 0
3578600 | lab disc brown, ultraflat |  | 0
3581000 | IKA Magnetic Stirrers With Heating | Model: HS-4 Ident No: 3581000 | 0
3581200 | IKA Magnetic stirrer with heating | Model: HS7 Ident No: 3581200 | 2
3581400 | IKA Magnetic Stirrers with heating | Model: HS-10 Ident No: 3581400 | 0
3581600 | IKA Hotplate, C-MAG HP4 Ident No:3581600 | (Seamless Glass-Ceramic working plate) | 0
3581800 | IKA Hotplate,C-MAG HP7 Ident No:3581800 | (Seamless Glass-Ceramic working plate) | 0
3582000 | IKA Hotplate,C-MAG HP10 Ident No:3582000 | (Seamless Glass-Ceramic working plate) | 0
3582200 | Magnetic stirrers W/O heating C-MAG MS4 | (Seamless Glass-Ceramic working plate) | 0
3582400 | IKA Magnetic Stirrers Without Heating | Model: MS-7 Ident No: 3852400 | 0
3582600 | IKA Magnetic Stirrer C-MAG MS10 | (Seamless Glass-Ceramic working plate) | 1
3586 | Brand : Hettich, Cat no. :3586 | Spiral spring pin ISO 8750-4x30-A2 | 0
358S | SCOTTS PLATFORM 358S |  | 0
3593000 | IKA RW20Dgt Overhead stirrers | Model: RW20Dgt Ident No: 3593000 | 3
3595 | Brand : Hettich, Cat no. :3595 | Rubber-metal-bearing M6x18 (20x20) | 0
3596 | Brand : Hettich, Cat no. :3596 | Collecting vessel | 0
3599000 | PCB |  | 0
3617000 | IKA MS-3 Basic Small Orbital shakers | Ident No: 3617000 | 0
3622000 | RET basic IKAMAG? safety control | (stainless steel heating plate) | 1
3627 | Brand : Hettich, Cat no. :3627 | Screw-in fitting, straight | 0
3627700 | VX 11 Basic holder |  | 0
3629500 | ST-50-M Tube with stirring device |  | 0
3629600 | DT-50-M Tube with rotor-stator element |  | 0
3629700 | BMT-50-S-M Tube for grinding with stains |  | 0
3629800 | BMT-50-G-M Tube for grinding with glasss |  | 0
3630 | Kibron Glass Dyne Cups | Code No: 3630 | 0
3640000 | Heating / Tempering Heating baths | HB10 basic, Heating Bath | 0
3641 | Brand : Hettich, Cat no. :3641 | Screw-in fitting, angled | 0
3641000 | Accessories RV 10 | Protection cover for heating bath HB 10 | 0
3641800 | Accessories RV 10 | Shield for heating bath HB 10 | 0
3642000 | Heating / Tempering Heating baths | HB10 digital, Heating Bath | 0
3645000 | ULTRA-TURRAX workstation consists of: | 2 x ST-20, 2 x DT-20, 2 x BMT-20 G / S,x | 0
3646000 | ULTRA-TURRAX? Tube drive; Drive, incl | 1 x removal hook for removal the rotor-) | 0
3648 | Brand : Hettich, Cat no. :3648 | Fuse F 3,15A (5x20) | 0
3651 | Brand : Hettich, Cat no. :3651 | Ventilator 230V 50Hz 12 W | 0
3655300 | Accessories RV 10 | Set of glassware, vertical | 0
3658800 | Thermostats | CC3-308B vpc Circulating thermostat | 0
3659000 | VX 11.1 Test tube insert |  | 0
3659100 | VX 11.2 Test tube insert |  | 0
3659200 | VX 11.3 Test tube insert |  | 0
3659300 | VX 11.4 Test tube insert |  | 0
3661000 | H 100 Protective cover for RCT basic |  | 0
3663 | Brand : Hettich, Cat no. :3663 | Sealing plug (for M4) | 0
3666000 | H 101 Protective cover for | REO basic 3384200 | 0
3671000 | IKA Color Squid IKAMAG white | Ident No: 3671000 | 1
3672 | Brand : Hettich, Cat no. :3672 | Spiral spring pin | 0
3672000 | IKA IKAMAG Big Squid | Ident No: 3672000 | 0
3674000 | IKA Mini MR Standard | Ident No: 3674000 | 0
3675 | Brand : Hettich, Cat no. :3675 | Fuse T 125mA (5x20) | 0
3680 | Brand : Hettich, Cat no. :3680 | Rubber foot D40x15 | 0
3683300 | IKA Clamp, NS 29, | Cat No:3683300,Model:RV 10.88 | 0
3690500 | IKA RO 5 Magnetic stirrer | Code No: 3690500 | 0
3690600 | IKA RT 5 Magnetic stirrer with heating, | 5 positions,Ident No:3690600 | 0
3691000 | IKA RO 10 Magnetic stirrer | Code No: 3691000 | 0
3691100 | IKA RT 10 MAGNETIC STIRRER | Code No: 3691100 | 0
3692500 | IKA RO-15 Digital Magnetic Stirrer | Ident No; 3692500 (W/O Heating) | 0
3692600 | RT15 Magnetic Stirrer | Ident No:3692600 | 0
3698200 | COLOR SQUID IKAMAG zebra |  | 0
3698300 | COLOR SQUID IKAMAG bubbles |  | 0
3698400 | COLOR SQUID IKAMAG wave |  | 0
3698500 | COLOR SQUID IKAMAG palms |  | 0
3699500 | Volume 50 ml (10 pcs.) | ST-50 Tube with stirring device | 0
3699600 | Volume 50 ml (10 pcs.) | DT-50 Tube with rotor-stator element | 0
3699700 | Volume 50 ml (10 pcs.) | BMT-50-S Tube for grinding with stainles | 0
3699800 | Volume 50 ml (10 pcs.) | BMT-50-G Tube for grinding with glass bs | 0
3700500 | ST-20-M-gamma Tube with stirring device |  | 0
3700600 | DT-20-M-gamma Tube with rotor-stator et |  | 0
3700700 | BMT-20-S-M-gamma Tube for grinding withs |  | 0
3701500 | ST-50-M-gamma Tube with stirring device |  | 0
3701600 | DT-50-M-gamma Tube with rotor-stator elt |  | 0
3701700 | BMT-50-S-M-gamma Tube for grinding withs |  | 0
3702500 | ST-20-M Tube with stirring device |  | 0
3702600 | DT-20-M Tube with rotor-stator element |  | 0
3702700 | BMT-20-S-M Tube for grinding with stains |  | 0
3702800 | BMT-20-G-M Tube for grinding with glasss |  | 0
3703000 | ST-20 Tube with stirring device |  | 0
3703100 | DT-20 Tube with rotor-stator element |  | 0
3703200 | BMT-20-S Tube for grinding with stainles |  | 0
3703300 | BMT-20-G Tube for grinding with glass bs |  | 0
3710000 | Incubator shakers accessories | AS 4000.3 Dish attachment | 0
3710100 | IKA AS4000.2,Fixing clip attachment | For KS.4000i(3510000) Ident No: 3710100 | 0
3710200 | Incubator shakers accessories | AS 1.400 Basic holder | 0
3712000 | Incubator shakers accessories | AS 1.401 Clamping roll | 0
3712300 | Incubator shakers accessories | AS 1.402 Fastening screw | 0
3720000 | IKA T18 | Ident No: 3720000 | 0
3725000 | IKA T-25 Digital Ultra-Turrax | Ident No: 3725000 | 0
3736000 | PT 1000.70 Stainless steel sensor, | glass-coated, for RCT basic | 0
3737000 | IKA T 10 BASIC | Ident No: 3737000 | 0
3738200 | NS 29/32 Powder flask (500 ml) |  | 0
3738300 | NS 29/32 Powder flask (1.000 ml) |  | 0
3738400 | NS 29/32 Powder flask (2.000 ml) |  | 0
3738800 | NS 29/32 Evaporation cylinder (500 ml) |  | 0
3738900 | NS 29/32 Evaporation cylinder (1.500 ml) |  | 0
3739200 | NS 29/32 foam brake |  | 0
3739400 | NS 29/32 Destilling spider | with 6 destilling sleeves | 0
3739500 | NS 29/32 Destilling spider | with 12 destilling sleeves | 0
3739600 | NS 29/32 Destilling spider with 20 dests |  | 0
3740000 | Heating / Tempering Heating baths | HB10 control, Heating Bath | 0
3740100 | NS 29/32 Evaporation flask (50 ml) |  | 0
3740200 | NS 29/32 Evaporation flask (100 ml) |  | 0
3740300 | NS 29/32 Evaporation flask (250 ml) |  | 0
3740400 | NS 29/32 Evaporation flask (500 ml) |  | 0
3740500 | NS 29/32 Evaporation flask (1.000 ml) |  | 0
3740600 | NS 29/32 Evaporation flask (2.000 ml) |  | 0
3740700 | NS 29/32 Evaporation flask (3.000 ml) |  | 0
3740800 | NS 29/32 Destilling spider | with 5 flasks 50 ml | 0
3740900 | NS 29/32 Destilling spider | with 5 flasks 100 ml | 0
3741000 | Glassware vertical-intensive action | condenser with manifold | 0
3741100 | Glassware vertical-intensive action | condenser with manifold, coated | 0
3742000 | Accessories RV 10 | Glassware condensate trap | 0
3742100 | Accessories RV 10 | Glassware condensate trap, coated | 0
3742200 | IKA KS35/20 Receiving flask (100 ml) | Code No: 3742200 | 0
3742300 | KS35/20 Receiving flask (250 ml) |  | 0
3742400 | KS35/20 Receiving flask (500 ml) |  | 0
3742500 | KS35/20 Receiving flask (1.000 ml) |  | 0
3742600 | KS35/20 Receiving flask (2.000 ml) |  | 0
3742700 | KS35/20 Receiving flask (3.000 ml) |  | 0
3743000 | Accessories RV 10 | Glassware reflux destillation, vertical | 0
3743100 | Glassware reflux destillation, | vertical, coated | 0
3743200 | IKA KS35/20 Receiving flask, coated (100 | Code No: 3743200 | 0
3743300 | KS35/20 Receiving flask, coated (250 ml) |  | 0
3743400 | KS35/20 Receiving flask, coated (500 ml) |  | 0
3743500 | KS35/20 Receiving flask,coated(1.000ml ) |  | 0
3743600 | KS35/20 Receiving flask, coated (2.000 ) |  | 0
3743700 | KS35/20 Receiving flask,coated(3.000ml) |  | 0
3744000 | Glassware reflux destillation, | vertical-intensive | 0
3744100 | Glassware reflux destillation, | vertical-intensive, coated | 0
3749300 | ST-20-gamma Tube with stirring device |  | 0
3749400 | DT-20-gamma Tube with rotor-stator elemt |  | 0
3749500 | BMT-20-S-gamma Tube for grinding with ss |  | 0
3749700 | Cover (25 pcs.) | TC-20 for 20 ml tubes | 0
3749800 | Cover (25 pcs.) | TC-50 for 50 ml tubes | 0
3749900 | Cover (25 pcs.) | TC-20-M mit with pierceable membran fors | 0
3750000 | Cover (25 pcs.) TC-50-M mit | with pierceable membran for 50ml tubes | 0
3755300 | Accessories RV 10 | Set of glassware, diagonal | 0
3755400 | Accessories RV 10 | Set of glassware, vertical, coated | 0
3755500 | Accessories RV 10 | Set of glassware, diagonal, coated | 0
3782525 | R1824, plate stand |  | 0
3783500 | IKA T50 Basic ULTRA-TURRAX | Ident No: 3783500 | 0
3787000 | IKA T 50 Digital ULTRA-TURRAX® | Ident No: 3787000 | 0
3799500 | ST-50-gamma Tube with stirring device |  | 0
3799600 | DT-50-gamma Tube with rotor-stator elet |  | 0
3799700 | BMT-50-S-gamma Tube for grinding with ss |  | 0
3810000 | IKA RCT basic IKAMAG safety control | (aluminium heating plate) | 0
3812200 | IKA Vapor tube, NS 29/32 | Cat No:3812200,Model:RV 10.70 | 0
3819300 | IKA AS 2.6,Fixing clip (1.000ml) | Ident No: 3819300 | 0
3827500 | ULTRA-TURRAX® UTTD Control Workstation |  | 0
3859000 | RV10.300M EXTENSION PLATE | RV10.300M EXTENSION PLATE | 0
3880300 | RV 10.4002 MAGNETIC VALVE (LAB VAC |  | 0
3904000 | Base Plate |  | 0
3904100 | Quarter Vial 20ml |  | 0
3904200 | Quarter Vial 30ml |  | 0
3904300 | Quarter Vial 40ml |  | 0
3904400 | Quarter Vial 4ml |  | 0
3904500 | Quarter Vial 8ml |  | 0
3904600 | Quarter Vial 16ml |  | 0
3904700 | Reaction block flask 100ml |  | 0
3904800 | Flask Insert 10ml |  | 0
3904900 | Flask Insert 25ml |  | 0
3905000 | Flask Insert 50ml |  | 0
3905100 | Reaction block flask 500ml |  | 0
3905200 | Flask Insert 200ml |  | 0
3905300 | Flask Insert 250ml |  | 0
3905400 | Flask Insert 300ml |  | 0
3905500 | Flask Insert 500ml |  | 0
3905600 | Reaction block flask 1000ml |  | 0
3907000 | IKA Seal, PTFE, stn. steel | Cat No:3907000,Model:RV 10.8001 | 0
3907500 | LAB DISC IKAMAG WHITE MAGNETIC STIRRER |  | 0
3920000 | stickmax |  | 0
3940000 | IKA KS.3000i control Incubator Shaker | Ident No:3940000 | 0
3940100 | IKA Incubator Shaker | Ident No:3940100,KS 3000 IC Control | 0
395271 | MITUTOYO DIGIMATIC MICROMETER SPHERICAL | ANVIL MODEL:395271 | 0
3958000 | IKA, CENTRIFUGE,MINI G | Ident No; 3958000 | 0
3964000 | IKA RET control/t IKAMAG,safety control | Ident No: 3964000 | 0
3990000 | IKA EUROSTAR 200 DIGITAL | Ident No: 3990000 | 0
3D ROTARY LENS | 3D ZOOM LENS |  | 1
3SPECIALDRAW | Special Made Contact Point No.3 |  | 0
3WELS | XTREME LED FOR FIBERSCOPE |  | 0
3XLENS | 3X LENS ROUND |  | 68
3XLENSSQUARE | 3X LENS SQUARE |  | 1
402042 | ILMVAC Service Kit for vacuum pump for | MP/MPC601Tp and ecoflex Item no: 402042 | 0
402044 | ILMVAC Service Kit includes diaphragm | Code No: 402044 | 0
4020700 | IKA A10 Basic,Analytical mill | Ident No: 4020700 | 0
4025100 | IKA Dry Block Heater 1 | Ident No: 4025100 | 0
4025200 | IKA Dry block heater, 2 blocks | Ident No:4025200 | 0
4025300 | IKA Dry block heater, 3 blocks | Ident No:4025300 | 0
4025400 | IKA Dry block heater, 4 blocks | Ident No:4025400 | 0
4028600 | IKA Eurostar 20 High Speed Digital | Overhead Stirrer Ident No: 4028600 | 0
4038400 | Spring |  | 0
4047700 | IKA VORTEX 1 Orbital Shaker | Ident No: 4047700 | 0
4050000 | IKA RW47Digital Overhead Stirrer | Ident No: 4050000 | 0
4050100 | IKA Orbital Shaker,VORTEX 4 digital | Ident No: 4050100 | 0
4051 | Brand : Hettich, Cat no. :4051 | Grease for rotor trunnions | 0
4068000 | IKA HB-10 Heating Bath | Code No: 4068000 | 0
4090000 | IKA Electronic Overhead Stirrers | EUROSTAR 200 control P4,409000 | 0
4095500 | IKA T 10 Ultra Turrax Set PCR Kit Dis | Ident No:4095500 | 0
4107300 | IKA Connection Hose | Ident No: 4107300 | 0
4114700 | Distance Bushing |  | 0
4114800 | Distance Bushing |  | 0
411711 | ILMVAC Vacuum Pump, | Model:MP301E | 0
4125000 | IKA Thermostats Heating bath Circulator | Ident No: 4125000, HBC 5 Basic | 0
4176 | Brand : Hettich, Cat no. :4176 | Swing-out rotor 6-place in ROTO SILENTA | 0
4180000 | IKA Tube Mill control | Code No: 4180000 | 0
4213 | Brand : Hettich, Cat no. :4213 | LS-frame for 48 x 4.5 - 7 ml tubes | 0
4213-93 | Brand : Hettich, Cat no. :4213-9 | LS-frame for 48 x 2.7 - 3 ml tubes | 0
4214 | Brand : Hettich, Cat no. :4214 | LS-frame for 30 x 7.5 - 15 ml tubes | 0
4214-93 | Brand : Hettich, Cat no. :4214-9 | LS-frame for 30 x 4 - 7 ml tubes | 0
4215 | Brand : Hettich, Cat no. :4215 | LS-frame for 11 x 25 ml tubes | 0
4216 | Brand : Hettich, Cat no. :4216 | LS-frame for 6 x 50 ml tubes | 0
4218 | Brand : Hettich, Cat no. :4218 | LS-frame for 4 x 100 ml tubes | 0
4219 | Brand : Hettich, Cat no. :4219 | LS-frame for 1 x 250 ml bottle | 0
4220 | Brand : Hettich, Cat no. :4220 | LS-frame for 16 x 9 - 10 ml blood collec | 0
4222 | Brand : Hettich, Cat no. :4222 | LS-frame for 30 x 4 - 7 ml tubes | 0
4222-93 | Brand : Hettich, Cat no. :4222-9 | LS-frame for 30 x 1.6 - 5 ml tubes | 0
4223 | Brand : Hettich, Cat no. :4223 | LS-frame for 25 x 8 - 12 ml tubes | 0
4223-93 | Brand : Hettich, Cat no. :4223-9 | LS-frame for 25 x 4 - 7 ml tubes | 0
4224 | Brand : Hettich, Cat no. :4224 | LS-frame for 63 x 4 ml tubes | 0
4225 | Brand : Hettich, Cat no. :4225 | LS-frame for 84 x 1.5/2.0 ml tubes | 0
4226 | Brand : Hettich, Cat no. :4226 | LS-frame for 78 x 0.8 ml Microtainer | 0
4229 | Brand : Hettich, Cat no. :4229 | Hygienic lid for 4295 | 0
4232 | Brand : Hettich, Cat no. :4232 | LS-frame for 23x15 ml tubes, conical (Fa | 0
4233 | Brand : Hettich, Cat no. :4233 | LS-frame for 1 x 750 ml bottle | 0
4234 | Brand : Hettich, Cat no. :4234 | Bucket 750 ml, in 4233 | 0
4236 | Brand : Hettich, Cat no. :4236 | Rubber plate for microtiter plates | 0
4237 | Brand : Hettich, Cat no. :4237 | Insert, PP, 1-place in 4298 | 0
4238 | Brand : Hettich, Cat no. :4238 | LS-frame for 1 x 250 ml bottle | 0
4238100 | IKA EUROSTAR 100 DIGITA | Ident No: 4238100 | 0
4239 | Brand : Hettich, Cat no. :4239 | Bottle 1000 ml, PP in 4255 | 0
4244 | Brand : Hettich, Cat no. :4244 | Insert, PP, for blood bags, 3-place syst | 0
4245 | Brand : Hettich, Cat no. :4245 | LS-frame for 8 x 50 ml tubes, conical (F | 0
4254 | Brand : Hettich, Cat no. :4254 | Groove ring for 1000 ml bucket in 4294 | 0
4255 | Brand : Hettich, Cat no. :4255 | Bucket 1000 ml with lid for 4254 and 457 | 0
4256 | Brand : Hettich, Cat no. :4256 | Swing-out rotor 6-place in ROTIXA 50S/50 | 0
4257 | Brand : Hettich, Cat no. :4257 | Suspension for 5 Hitachi-racks | 0
4258 | Brand : Hettich, Cat no. :4258 | LS-frame for 1 x 750 ml bottle | 0
4259 | Brand : Hettich, Cat no. :4259 | Removal frame in suspension 4257 | 0
4263 | Brand : Hettich, Cat no. :4263 | Insert cpl. for Olympus Rack 50-place | 0
4274 | Brand : Hettich, Cat no. :4274 | Swing-out rotor 4-place for ASTM-tubes | 0
4275 | Brand : Hettich, Cat no. :4275 | Suspension for ASTM-tubes in rotor 4474 | 0
4276 | Brand : Hettich, Cat no. :4276 | Adapter 1-place for ASTM-tubes 100 ml, c | 0
4277 | Brand : Hettich, Cat no. :4277 | Adapter 1-place for ASTM-tubes 100 ml, c | 0
4278 | Brand : Hettich, Cat no. :4278 | Adapter 1-place for ASTM-tubes 50ml, pea | 0
4278-A | 4278-A Adapter 1-place for ASTM-tubes | 50ml pea fix into 4275 | 0
4281 | Brand : Hettich, Cat no. :4281 | Frame for microtiter plates 6-place in 4 | 0
4282 | Brand : Hettich, Cat no. :4282 | Rotor 2-place fr ROTIXA 50S/50RS | 0
4283-B | Brand : Hettich, Cat no. :4283-B | Frame for 6 Olympus Racks in 4285 | 0
4285-A | Brand : Hettich, Cat no. :4285-A | Suspension fitting into rotor 4282 | 0
4286 | Brand : Hettich, Cat no. :4286 | Frame for 7 LKB-Racks in 4285 | 0
4287-A | Brand : Hettich, Cat no. :4287-A | Frame for 10 Hitachi-Racks in 4285 | 0
4288-A | Brand : Hettich, Cat no. :4288-A | Frame for 5 Behring-Racks in 4285 | 0
4289 | Brand : Hettich, Cat no. :4289 | Frame for 2 culture plates in 4285 | 0
4292 | Brand : Hettich, Cat no. :4292 | Suspension in 4294 for microtiter plates | 0
4293 | Brand : Hettich, Cat no. :4293 | Suspension for blood bags, 3-place syste | 0
4294 | Brand : Hettich, Cat no. :4294 | Rotor 4-place in ROTIXA 50S/50RS | 0
4295 | Brand : Hettich, Cat no. :4295 | Suspension for LS-frame in 4294 | 0
4296 | Brand : Hettich, Cat no. :4296 | Swing-out rotor 6-place in ROTIXA 50S/50 | 0
4298 | Brand : Hettich, Cat no. :4298 | Suspension for 750 ml in 4294 | 0
4299-N | Brand : Hettich, Cat no. :4299-N | Suspension for microtiter plates and LKB | 0
4316 | Brand : Hettich, Cat no. :4316 | Rotor 6-place for Schlenk tubes 50 ml | 0
4317 | Brand : Hettich, Cat no. :4317 | Adapter for 1 x 25 ml Schlenk tubes | 0
4345 | Brand : Hettich, Cat no. :4345 | Suspension for 1 microtiter plate in 172 | 0
4396 | Brand : Hettich, Cat no. :4396 | Suspension in rotor 4256 | 0
43MM(H)X57MM(W) | Blank thermal sticker(600pcs/roll) | Size:43mm(H)x57mm(W)/Material:Thermal | 0
4412-R | Brand : Hettich, Cat no. :4412-R | Suspension in rotor 4444 | 0
4416 | Brand : Hettich, Cat no. :4416 | Adapter for 1 x 50 ml tube | 0
4417 | Brand : Hettich, Cat no. :4417 | Adapter for 1 x 30 ml tubes | 0
4428 | Brand : Hettich, Cat no. :4428 | Suspension with lid f. 4 microtiter plat | 0
4429 | Brand : Hettich, Cat no. :4429 | Insert in 4428 for 4 microtiter plates | 0
4430 | Brand : Hettich, Cat no. :4430 | Adapter in bucket 5623 for 200/250 ml | 0
4431 | Brand : Hettich, Cat no. :4431 | Insert in 4428 for 2 culture plates | 0
4432 | Brand : Hettich, Cat no. :4432 | Adapter for 42 x 1.5/2.0 ml tubes | 0
4433 | Brand : Hettich, Cat no. :4433 | Adapter for 30 x 2.7 - 7 ml tubes | 0
4434 | Brand : Hettich, Cat no. :4434 | Adapter for 19 x 9 - 10 ml tubes | 0
4435 | Brand : Hettich, Cat no. :4435 | Adapter for 21 x 5 - 7 ml tubes | 0
4437 | Brand : Hettich, Cat no. :4437 | Adapter for 12 x 15 ml tubes, conical (F | 0
4438 | Brand : Hettich, Cat no. :4438 | Adapter for 7 x 25 ml tubes | 0
4439 | Brand : Hettich, Cat no. :4439 | Adapter for 4 x 50 ml tubes | 0
4440 | Brand : Hettich, Cat no. :4440 | Adapter in bucket 5623 for 175/225 ml | 0
4440000 | IKA EUROSTAR 60 CONTROL OVERHEAD | Ident No: 4440000 | 0
4441 | Brand : Hettich, Cat no. :4441 | Adapter for 5 x 50 ml tubes, conical (Fa | 0
4442 | Brand : Hettich, Cat no. :4442 | Adapter for 2 x 100 ml tubes | 0
4442000 | IKA, EUROSTAR 20 DIGITAL | Ident No: 4442000 | 0
4443 | Brand : Hettich, Cat no. :4443 | Adapter for 1 x 250 ml bottle | 0
4444 | Brand : Hettich, Cat no. :4444 | Swing-out rotor 4-place for 4412 + 4413 | 0
4444000 | IKA EUROSTAR 40 DIGITAL OVERHEAD STIRRER | Code No: 4444000 | 0
4444401 | IKA 1 liter stainless steel pot,H-1000 | Code No: 4444401 | 0
4446 | Brand : Hettich, Cat no. :4446 | Swing-out rotor 6-place for 5091 and 509 | 0
4446000 | IKA EUROSTAR 60 | Code No: 4446000 | 0
4447500 | IKA Dispersing S25N-25G-ST | Ident No:4447500,Working range:50-2000ml | 0
4449 | Brand : Hettich, Cat no. :4449 | Adapter in bucket 5623 for 500 ml bottle | 0
4451 | Brand : Hettich, Cat no. :4451 | Bottom insert in 5623 for bottle 750 ml | 0
4459 | Brand : Hettich, Cat no. :4459 | Suspension for 13 x 15 ml tubes, conical | 0
4466 | Brand : Hettich, Cat no. :4466 | Adapter for 1 x 600 ml bottle | 0
4467900 | IKA Single Block | Ident No: 4467900 | 0
4468 | Adaptor for 50ML Tube | Cat No: 4468 | 0
4468000 | IKA Single block, Corning tubes, Ø10.9 m | Ident No:4468000 | 0
4469 | Adaptor for 15ML Tube | Cat No: 4469 | 0
4474 | Brand : Hettich, Cat no. :4474 | Rotor 4-place for ASTM-tubes in ROTANTA | 0
4488800 | IKAFLON 20mm Magnetic stirring bar | (5 Pcs/set),Ident No:4488800 | 0
4489 | Brand : Hettich, Cat no. :4489 | Angle rotor 30 x 0.4-2.0ml with aerosolt | 0
4489000 | IKAFlon 30set(5pcs) round PTFE-coated | Magnetic stirrer bar | 0
4489200 | IKA IKAFLON 50 Set (5 pcs) round | Ident No: 4489200 | 0
4497000 | IKAFLON 38 Set (5Pcs) cross PTFE-coated | Magnetic stirring bars,Ident No:4497000 | 0
4514 | Brand : Hettich, Cat no. :4514 | Suspension for 1 x 300 ml blood bags, SA | 0
4522 | Brand : Hettich, Cat no. :4522 | Suspension for LS-frames in 4176 | 0
4524 | Brand : Hettich, Cat no. :4524 | Suspension 2-place for blood bag holding | 0
4524400 | DS 5 TUBE ATTACHMENT | Ident No: 4524400 | 0
4525 | Brand : Hettich, Cat no. :4525 | Insert, 2-place for blood bag holding sy | 0
4526 | Brand : Hettich, Cat no. :4526 | Blood bag holder complete for BAXTER | 0
4528 | Brand : Hettich, Cat no. :4528 | Blood bag holder for e.g. FENWAL, MACO- | 0
4546 | Brand : Hettich, Cat no. :4546 | Suspension 2-place, for blood bag system | 0
4559-H | Brand : Hettich, Cat no. :4559-H | Insert, PP, 2-place in 4546 for blood ba | 0
4579 | Brand : Hettich, Cat no. :4579 | Groove ring for 1000 ml buckets in 4176 | 0
4591 | Brand : Hettich, Cat no. :4591 | Suspension 2-place for 4-place blood bag | 0
4592-H | Brand : Hettich, Cat no. :4592-H | Insert, 2-place,in 4591 for 4-place bloo | 0
4595 | Brand : Hettich, Cat no. :4595 | Suspension for insert 4596 for 2,000 ml | 0
4596 | Brand : Hettich, Cat no. :4596 | Insert 4-place for thrombocyte plates, S | 0
4612-K | Brand : Hettich, Cat no. :4612-K | Rolling cabinet, low/narrow for 1205,140 | 0
4613-K | Brand : Hettich, Cat no. :4613-K | Rolling cabinet, high/narrow for 1205,14 | 0
4614 | Brand : Hettich, Cat no. :4614 | Rolling cabinet, low/wide for 1406, 1707 | 0
4615 | Brand : Hettich, Cat no. :4615 | Rolling cabinet, high/wide, for 1406, 17 | 0
4615-K | Brand : Hettich, Cat no. :4615-K | Rolling cabinet, high/wide, for 1406, 17 | 0
4619 | Brand : Hettich, Cat no. :4619 | Rotor, 6-place for 30 ml chrombath tubes | 0
4620 | Brand : Hettich, Cat no. :4620 | Rotor 2-place for ROTANTA 460 models | 0
4623 | Brand : Hettich, Cat no. :4623 | Suspension for rotor 4620 | 0
4623-R | Brand : Hettich, Cat no. :4623-R | Suspension for rotor 4620 (only for Robo | 0
4626 | Brand : Hettich, Cat no. :4626 | Plate removal frame,fitting into suspens | 0
4627 | Brand : Hettich, Cat no. :4627 | Lid for suspension 4623 | 0
4701 | Brand : Hettich, Cat no. :4701 | ROTINA 420, Benchtop centrifuge without | 0
4706 | Hettich Rotina 420R, | Benchtop centrifuge refrigerated | 0
4709 | Brand : Hettich, Cat no. :4709 | Rubber-metal-bearing M8 (40x40) 45Sh | 0
4718 | Brand : Hettich, Cat no. :4718 | Connecting cable | 0
4723 | Hettich Swing-out rotor 4-place | without suspensions | 0
4730 | Brand : Hettich, Cat no. :4730 | Adapter for 56 x 1.1 - 4 ml tubes | 0
4732 | Brand : Hettich, Cat no. :4732 | Adapter for 20 x 1.6 - 7 ml tubes | 0
4733 | Brand : Hettich, Cat no. :4733 | Adapter for 17 x 4 - 15 ml tubes | 0
4734 | Brand : Hettich, Cat no. :4734 | Adapter for 6 x 25/30 m tubes | 0
4735 | Brand : Hettich, Cat no. :4735 | Adapter for 3 x 75 ml tubes | 0
4736 | Brand : Hettich, Cat no. :4736 | Adapter for 3 x 100 ml tubes | 0
4737 | Brand : Hettich, Cat no. :4737 | Adapter for 2 x 100 ml tubes | 0
4738 | Brand : Hettich, Cat no. :4738 | Adapter for 1 x 250 ml bottle | 0
4739 | Brand : Hettich, Cat no. :4739 | Adapter for 12 x 12 ml tubes, conical (F | 0
4740 | Brand : Hettich, Cat no. :4740 | Adapter for 5 x 50 ml tubes | 0
4750 | Suspension f. 1 x 600 ml in rotor 4723 | Brand: Hettich Cat No: 4750 | 0
4751 | Hygienic lid for suspension 4750 | Brand: Hettich Cat No: 4751 | 0
4752 | Hettich Suspension for microtitre plates | Cat No: 4752 | 0
4753 | Brand : Hettich, Cat no. :4753 | Swing-out rotor 4-place without suspensi | 0
4754 | Brand : Hettich, Cat no. :4754 | Swing-out rotor 4-place without suspensi | 0
4758 | Brand : Hettich, Cat no. :4758 | Swing-out rotor 8-place without suspensi | 0
4760 | Brand : Hettich, Cat no. :4760 | Angle rotor 6-place without lid for 0.2 | 0
4761 | Brand : Hettich, Cat no. :4761 | Adapter for 35 x 1.1-5 ml tubes | 0
4762 | Brand : Hettich, Cat no. :4762 | Adapter for 26 x 4-7 ml tubes | 0
4763 | Brand : Hettich, Cat no. :4763 | Adapter for 18 x 4 - 15 ml tubes | 0
4764 | Brand : Hettich, Cat no. :4764 | Adapter for 7 x 25 - 30 ml tubes (Falcon | 0
4765 | Brand : Hettich, Cat no. :4765 | Adpater for 4 x 50 or 75 ml tubes | 0
4766 | Brand : Hettich, Cat no. :4766 | Adapter for 3 x 85-100 ml tubes | 0
4767 | Brand : Hettich, Cat no. :4767 | Adapter for 2 x 100 ml tubes | 0
4768 | Brand : Hettich, Cat no. :4768 | Adapter for 1 x 250 ml glass tubes | 0
4769 | Brand : Hettich, Cat no. :4769 | Adapter for 13 x 15 ml tubes | 0
4770 | Adapter for 5 x 50 ml tubes(Falcon type) | Brand: Hettich Cat No: 4770 | 0
4771 | Brand : Hettich, Cat no. :4771 | Adapter for 1 x 250 ml bottle | 0
4772 | Brand : Hettich, Cat no. :4772 | Adapter for 1 x 400 ml bottle | 0
4773 | Brand : Hettich, Cat no. :4773 | Adapter for 24 x 1.5-2.0 ml tubes | 0
4774 | Brand : Hettich, Cat no. :4774 | Adapter for 15 x 12 ml tubes | 0
4775 | Brand : Hettich, Cat no. :4775 | Adapter for 21 x 1.6-7 ml tubes | 0
4790 | Brand : Hettich, Cat no. :4790 | Angle rotor 30-place with lid for tubes | 0
4794 | Brand : Hettich, Cat no. :4794 | Angle rotor 6-place with lid 6 x 94 ml i | 0
4795 | Brand : Hettich, Cat no. :4795 | Angle rotor 4-place for 4 x 250 ml in RO | 0
4812 | Brand : Hettich, Cat no. :4812 | ROTANTA 46RC, Underbench centrifuge, ref | 0
4813 | Brand : Hettich, Cat no. :4813 | ROTANTA 46RSC, Underbench centrifuge, re | 0
4816 | Brand : Hettich, Cat no. :4816 | ROTANTA 46 RSC ROBOTIC, 220V, with slidi | 0
4816-01 | Brand : Hettich, Cat no. :4816-0 | ROTANTA 46 RSC ROBOTIC, 110V, with slidi | 0
4816-10 | Brand : Hettich, Cat no. :4816-1 | ROTANTA 46 RSC ROBOTIC, as 4816, front h | 0
4816-11 | Brand : Hettich, Cat no. :4816-1 | ROTANTA 46 RSC ROBOTIC, as 4816-01, fron | 0
4816-17 | Brand : Hettich, Cat no. :4816-1 | ROTANTA 46 RSC ROBOTIC, as 4816, front h | 0
4830 | Brand : Hettich, Cat no. :4830 | Adapter for 48 x 1.1 - 4 ml tubes | 0
4832 | Brand : Hettich, Cat no. :4832 | Adapter for 19 x 1 - 7 ml tubes | 0
4833 | Brand : Hettich, Cat no. :4833 | Adapter for 19 x 4 - 15 ml tubes | 0
4834 | Brand : Hettich, Cat no. :4834 | Adapter for 7 x 25/30 ml tubes | 0
4835 | Brand : Hettich, Cat no. :4835 | Adapter for 4 x 75 ml tubes | 0
4836 | Brand : Hettich, Cat no. :4836 | Adapter for 3 x 85/100 ml tubes | 0
4837 | Brand : Hettich, Cat no. :4837 | Adapter for 2 x 100 ml tubes | 0
4838 | Brand : Hettich, Cat no. :4838 | Adapter for 1 x 250 ml bottle | 0
4839 | Brand : Hettich, Cat no. :4839 | Adapter for 14 x 12/15 ml tubes, conical | 0
4840 | Brand : Hettich, Cat no. :4840 | Adapter for 5 x 50 ml tubes | 0
4841 | Brand : Hettich, Cat no. :4841 | Adapter for 1 x 250 ml bottle | 0
4843 | Brand : Hettich, Cat no. :4843 | Adapter for 1 x 450 ml bottle | 0
4844 | Brand : Hettich, Cat no. :4844 | Adapter for 1 x 580 ml bottle | 0
4845 | Brand : Hettich, Cat no. :4845 | Adapter for 1 x 750 ml bottle | 0
4846 | Brand : Hettich, Cat no. :4846 | Adapter for 1 x 600 ml bottle | 0
4905 | Brand : Hettich, Cat no. :4905 | ROTIXA 50S, Floorstanding centrifuge, 22 | 0
4910 | Floorstanding centrifuge,W/O Rotorr | Brand; Hettich Model: ROTIXA 50RS | 0
4910-50 | Brand : Hettich, Cat no. :4910-5 | ROTIXA 50 RS, Heating / Cooling from -20 | 0
4910-90 | Brand : Hettich, Cat no. :4910-9 | ROTIXA 50RS according to GMP for externa | 0
4910-96 | Brand : Hettich, Cat no. :4910-9 | ROTIXA 50RS according to GMP, water-cool | 0
4NOSEXS901N | 4 HOLES NOSEPIECE FOR XS901N |  | 0
4SC-3 | Shimpo Small Chunck | Code No: 4SC-3 | 0
5000500 | H 16.1 Extension for support rod |  | 0
50015620 | Mitutoyo DGT Caliper Model:500-156-2 |  | 0
500-196 | MITUTOYO DGT CALIPER | Range: 150 x 0.01mm | 0
50019620 | Mitutoyo Digimatic Caliper Model: 500-0 |  | 0
500-197-20 | Mitutoyo Dgt Caliper 8”/200mm | Model: 500-197-20 | 0
50019720 | MITUTOYO DIGITAL CALIPER | MODEL: 500-197-20 | 0
5004800 | heating foil |  | 0
5005 | Brand : Hettich, Cat no. :5005 | ROTO SILENTA 630 RS, Floorstanding centr | 0
5005-80 | Brand : Hettich, Cat no. :5005-8 | ROTO SILENTA 630 RS, with internal water | 0
5005-90 | Brand : Hettich, Cat no. :5005-9 | ROTO SILENTA 630 RS, according to GMP, 4 | 0
5008000 | RCT Basic Control PCB for 1500rpm |  | 0
5019700 | IKA RH Basic Magnetic Stirrers With Heat | Code No: 5019700,15L,50-2000rpm | 0
5019800 | IKA Magnetic Stirrers with heating | Ident No: 5019800 | 0
5020000 | IKA RET Control-Visc Magnetic Stirrer | Ident No: 5020000 | 0
5040000 | IKA Overhead Stirrers,RW28 Digital | Ident No: 5040000,80L,60-1400rpm,(50Hz) | 0
5051 | Brand : Hettich, Cat no. :5051 | Suspension in rotors 4446/5694/4296 | 0
50520080800AG | Top TechSilicon Carbide Paper ø8", 203mm | #800-plain backed-100p/box | 0
50520082000 | Top Tech Silicon Carbide Paper ø8",203mm | #2000-plain backed-100p/box | 0
5053 | Brand : Hettich, Cat no. :5053 | Tube 50ml, cylindrical, ungraduated | 0
507002 | Top Tech Aluminum OxidePower | for P20-F1,E330 (1u)/ 2lbs/jar | 0
5092 | Brand : Hettich, Cat no. :5092 | Suspension for 250 ml in rotors 4446/569 | 0
5093 | Brand : Hettich, Cat no. :5093 | Hygienic lid for 5092 | 0
50MLTUBE | Plastic Centrifuge Tube 50ML,(pk/500) | Graduated with Screw-Cap.,Conical | 0
50XMINILEDSCOPE | 50x miniLED microscope |  | 0
5120 | Brand : Hettich, Cat no. :5120 | Adapter for 12 x 7 ml tubes | 0
5121 | Brand : Hettich, Cat no. :5121 | Adapter for 7 x 15 ml tubes | 0
5122 | Brand : Hettich, Cat no. :5122 | Adapter for 4 x 25 ml tubes | 0
5123 | Brand : Hettich, Cat no. :5123 | Adapter for 2 x 50 ml tubes, conical (Fa | 0
5124 | Brand : Hettich, Cat no. :5124 | Adapter for 1 x 50 ml tubes | 0
5125 | Brand : Hettich, Cat no. :5125 | Adapter for 1 x 100 ml tubes | 0
5126 | Brand : Hettich, Cat no. :5126 | Adapter for 1 x 100 ml tubes | 0
5127 | Bottle 250ml with screw-cap | Cat No: 5127 | 0
5128 | Brand : Hettich, Cat no. :5128 | Adapter for 12 x 6 ml tubes | 0
5129 | Brand : Hettich, Cat no. :5129 | Adapter for 7 x 15 ml tubes, conical (Fa | 0
5133 | Brand : Hettich, Cat no. :5133 | Adapter for 4 x 15 ml tubes, conical (Fa | 0
5134 | Brand : Hettich, Cat no. :5134 | Adapter for 3 x 25 ml tubes, conical (Fa | 0
513-415E | Mitutoyo Dial Test Indicator | Model: 513-415E | 0
5135 | Brand : Hettich, Cat no. :5135 | Adapter for 2 x 50 ml tubes (Falcon type | 0
5136 | Brand : Hettich, Cat no. :5136 | Adapter for 8 x 15 ml tubes | 0
5137 | Brand : Hettich, Cat no. :5137 | Adapter for 8 x 7 ml blood collection tu | 0
516938R10 | G/BLK SET 112PCS/GRADE 0 |  | 0
5220-A | Brand : Hettich, Cat no. :5220-A | Adapting frame for LS-frame in 5628 | 0
5227 | Brand : Hettich, Cat no. :5227 | LS-frame for 20 x 2.7 - 6 ml tubes | 0
5229 | Brand : Hettich, Cat no. :5229 | LS-frame for 12 x 2.7 - 6 ml tubes | 0
5230 | Brand : Hettich, Cat no. :5230 | LS-frame for 12 x 4.5 - 7 ml tubes | 0
5231 | Brand : Hettich, Cat no. :5231 | LS-frame for 6 x 8.5 - 15 ml tubes | 0
5232 | Brand : Hettich, Cat no. :5232 | LS-frame for 2 x 25 ml tubes | 0
5233 | Brand : Hettich, Cat no. :5233 | LS-frame for 1 x 50 ml tubes | 0
5237 | Brand : Hettich, Cat no. :5237 | LS-frame for 6 x 9 ml tubes | 0
5242 | Brand : Hettich, Cat no. :5242 | LS-frame for 5 x 25 ml tubes | 0
5243 | Brand : Hettich, Cat no. :5243 | LS-frame for 2 x 50 ml tubes | 0
5247 | Brand : Hettich, Cat no. :5247 | LS-frame for 20 x 4.5 - 7 ml tubes | 0
5247-91 | Brand : Hettich, Cat no. :5247-9 | LS-frame for 20 x 7 ml tubes for decanti | 0
5248 | Brand : Hettich, Cat no. :5248 | LS-frame for 12 x 7.5 - 15 ml tubes | 0
5248-91 | Brand : Hettich, Cat no. :5248-9 | LS-frame for 12 x 15 ml tubes for decant | 0
5249 | Brand : Hettich, Cat no. :5249 | LS-frame for 1 x 100 ml tubes | 0
5257 | Brand : Hettich, Cat no. :5257 | LS-frame for 40 x 1.5/2.0 ml tubes | 0
5258 | Brand : Hettich, Cat no. :5258 | LS-frame for 11 x 9 - 10 ml blood collec | 0
5259 | Brand : Hettich, Cat no. :5259 | LS-frame for 2 x 50 ml tubes, conical (F | 0
5261 | Brand : Hettich, Cat no. :5261 | LS-frame for 6 x 50 ml tubes | 0
5262 | Brand : Hettich, Cat no. :5262 | LS-frame for 1 x 100 ml tubes | 0
5263-A | Brand : Hettich, Cat no. :5263-A | LS-frame for 1 x 250 ml bottle | 0
5264 | Brand : Hettich, Cat no. :5264 | LS-frame for 12 x 4 - 7 ml blood collect | 0
5266 | Brand : Hettich, Cat no. :5266 | LS-frame 5 x 30 ml for tubes, conical (F | 0
5267 | Brand : Hettich, Cat no. :5267 | LS-frame for 20 x 1.1 - 1.4 blood collec | 0
5268 | Brand : Hettich, Cat no. :5268 | LS-frame for 12 x 1.6 - 5 ml blood colle | 0
5269 | Brand : Hettich, Cat no. :5269 | LS-frame for 6 x 50 ml tubes (Falcon typ | 0
5271 | Brand : Hettich, Cat no. :5271 | LS-frame for 5 x 4 - 10 ml tubes | 0
5273 | Brand : Hettich, Cat no. :5273 | LS-frame for 12 x 1.5/2.0 ml tubes | 0
5275 | Brand : Hettich, Cat no. :5275 | LS-frame for 1 x 15 ml tubes, conical (F | 0
5276 | Brand : Hettich, Cat no. :5276 | LS-frame for 1 x 50 ml tubes, conical (F | 0
5277 | Brand : Hettich, Cat no. :5277 | LS-frame for 9 x 1.5/2.0 ml tubes | 0
5278 | Brand : Hettich, Cat no. :5278 | LS-frame for 12 x 1.1 - 1.4 ml tubes | 0
5279 | Brand : Hettich, Cat no. :5279 | LS-frame for 5 x 4 - 8.2 ml tubes | 0
5280 | Brand : Hettich, Cat no. :5280 | LS-frame, 2-place for CYTO-slide holders | 0
5281 | Brand : Hettich, Cat no. :5281 | LS-frame for 16 x 1.5/2.0 ml tubes | 0
53XD | 53-XD,W/O STAGE & DARKFIELD |  | 0
543-554E | Mitutoyo Digimatic Indicator ID-F | Range: 2" / 50mm | 0
544723 | MITUTOYO RUBBER TOP MODEL:544723 |  | 0
552-315-10 | Mitutoyo Dgt Carbon Fiber Caliper | Code No; 552-315-10, 1500mm/60" | 0
5600 | Brand : Hettich, Cat no. :5600 | ROTANTA 460, Benchtop centrifuge, 220V | 0
5600-01 | Brand : Hettich, Cat no. :5600-0 | ROTANTA 460, Benchtop centrifuge, 110V | 0
5601 | Brand : Hettich, Cat no. :5601 | ROTANTA 460S, Benchtop centrifuge, 220V | 0
5601-01 | Brand : Hettich, Cat no. :5601-0 | ROTANTA 460S, Benchtop centrifuge, 110V | 0
5605 | Brand : Hettich, Cat no. :5605 | ROTANTA 460R, Benchtop centrifuge, refri | 0
5605-01 | Brand : Hettich, Cat no. :5605-0 | ROTANTA 460R, Benchtop centrifuge, refri | 0
5606 | Brand : Hettich, Cat no. :5606 | ROTANTA 460RS, Benchtop centrifuge, refr | 0
5606-01 | Brand : Hettich, Cat no. :5606-0 | ROTANTA 460RS, Benchtop centrifuge, refr | 0
5615 | Brand : Hettich, Cat no. :5615 | Angle rotor 6 x 85/94 ml in ROTANTA 460 | 0
5616 | Brand : Hettich, Cat no. :5616 | Disc rotor, 6-place for Schlenk tubes in | 0
5620 | Brand : Hettich, Cat no. :5620 | Suspension in rotor 5624 | 0
5620A | Suspension in Rotor 5624 | Cat No: 5620A | 0
5621 | Brand : Hettich, Cat no. :5621 | Lid for suspension 5620 | 0
5623 | Brand : Hettich, Cat no. :5623 | Bucket in rotor 5624 | 0
5624 | Brand : Hettich, Cat no. :5624 | Swing-out rotor 4-place, without suspens | 0
5625 | Brand : Hettich, Cat no. :5625 | Rectangular bucket in rotor 5624 | 0
5627 | Brand : Hettich, Cat no. :5627 | Lid for rectangular bucket 5625 | 0
5628 | Brand : Hettich, Cat no. :5628 | Suspension in rotor 5624, for microtiter | 0
5628-R | Brand : Hettich, Cat no. :5628-R | Suspension in rotor 5624 (only for Robot | 0
5629 | Brand : Hettich, Cat no. :5629 | Lid for microtiter suspension 5628 | 0
5630 | Brand : Hettich, Cat no. :5630 | Suspension for 1 Cell culture flask, 200 | 0
5641 | Brand : Hettich, Cat no. :5641 | Adapter for 8 x 10 ml tubes | 0
5642 | Brand : Hettich, Cat no. :5642 | Adapter for 3 x 25/30 ml tubes | 0
5643 | Brand : Hettich, Cat no. :5643 | Adapter for 1 x 50 ml tubes | 0
5644 | Brand : Hettich, Cat no. :5644 | Adapter for 1 x 85/94 ml tubes | 0
5645 | Brand : Hettich, Cat no. :5645 | Angle rotor 6 x 250 ml in ROTANTA 460 mo | 0
5646 | Brand : Hettich, Cat no. :5646 | Adapter for 7 x 15 ml tubes | 0
5647 | Brand : Hettich, Cat no. :5647 | Adapter for 7 x 50 ml tubes, conical (Fa | 0
5650 | Rotanta 460 Benchtop Centrifuge | Cat No: 5650 | 0
5660 | Hettich Benchtop Centrifuge,Cooled | Without Rotor Rotanta 460R | 0
5691 | Brand : Hettich, Cat no. :5691 | Suspension fitting into rotor 5624 | 0
5692 | Brand : Hettich, Cat no. :5692 | Insert in suspension 5691 | 0
5693 | Brand : Hettich, Cat no. :5693 | Blood bag holder for 3-place blood bag s | 0
5694 | Brand : Hettich, Cat no. :5694 | Swing-out rotor 4-place in ROTANTA 460 m | 0
5695 | Brand : Hettich, Cat no. :5695 | Blood bag holder for 4-place blood bag s | 0
5702 | Brand : Hettich, Cat no. :5702 | Top side panel | 0
570-313 | Mitutoyo HDS Dgt Height | Model: 570-313 | 0
5704 | Brand : Hettich, Cat no. :5704 | Bottom side panel | 0
5705 | Brand : Hettich, Cat no. :5705 | Ventilation grill | 0
5706 | Brand : Hettich, Cat no. :5706 | Gas spring 350N, right side | 0
5707 | Brand : Hettich, Cat no. :5707 | Gas spring 300N, left side | 0
5709 | Brand : Hettich, Cat no. :5709 | Spacer D25x21 | 0
5710 | Brand : Hettich, Cat no. :5710 | Guide roller | 0
5723 | Brand : Hettich, Cat no. :5723 | Rubber 10x10 square | 0
5725 | Brand : Hettich, Cat no. :5725 | Sealing ring | 0
573-642 | ABSOLUTE Inside Caliper | Model:573-642 10-200mm/+-0.05mm | 0
5748 | Brand : Hettich, Cat no. :5748 | Sealing ring | 0
5756 | Brand : Hettich, Cat no. :5756 | Plug housing 3-pole | 0
5758 | Brand : Hettich, Cat no. :5758 | Sleeve housing 4-pole | 0
5759 | Brand : Hettich, Cat no. :5759 | Sleeve housing 6-pole | 0
5760 | Brand : Hettich, Cat no. :5760 | Pin | 0
5761 | Brand : Hettich, Cat no. :5761 | Sleeve | 0
5762 | Brand : Hettich, Cat no. :5762 | Encoding pin | 0
5771 | Brand : Hettich, Cat no. :5771 | Top side panel | 0
5773 | Brand : Hettich, Cat no. :5773 | Bottom side panel | 0
5774 | Brand : Hettich, Cat no. :5774 | Ventilation grill | 0
5775 | Brand : Hettich, Cat no. :5775 | Gas spring 150N | 0
5776 | Brand : Hettich, Cat no. :5776 | Set screw | 0
5777 | Brand : Hettich, Cat no. :5777 | Spacer D25x16 | 0
5793 | Brand : Hettich, Cat no. :5793 | Starting condenser | 0
5798 | Brand : Hettich, Cat no. :5798 | Connecting screw M6x40,4 | 0
5798-1 | Brand : Hettich, Cat no. :5798-1 | Connecting screw M6x40,4 | 0
57MMPAPERROLL | 57mm paper roll |  | 0
5888 | Brand : Hettich, Cat no. :5888 | Ventilator 230V 50Hz 26W | 0
5893 | Brand : Hettich, Cat no. :5893 | Time switch (0-60 min) | 0
5897 | Brand : Hettich, Cat no. :5897 | Rotary knob for timer 0-15min | 0
5898 | Brand : Hettich, Cat no. :5898 | Rotary knob for timer 0-60 min | 0
5902 | Brand : Hettich, Cat no. :5902 | Clip | 0
5907 | Brand : Hettich, Cat no. :5907 | Side panel left | 0
5909 | Brand : Hettich, Cat no. :5909 | Connecting screw M6x33,4 | 0
5916 | Brand : Hettich, Cat no. :5916 | Gas spring 130N | 0
5918 | Brand : Hettich, Cat no. :5918 | Sealing ring | 0
5923 | Brand : Hettich, Cat no. :5923 | Sleeve | 0
5926 | Brand : Hettich, Cat no. :5926 | Plug housing 6-pole | 0
5945 | Brand : Hettich, Cat no. :5945 | Temperature sensor (chamber) | 0
5LBEAKER | 5Litre Stainless Steel Beaker |  | 0
5XLENS | 5X LENS ROUND |  | 36
5XLENSSQUARE | 5X LENS SQUARE |  | 0
600053 | ILMVAC Vacuum Control Box , | Model:VCB 521 cv 600053-US | 0
6002100 | Ampoule Filling & Sealing Machine |  | 0
6011006 | Capsule Filling Machine(Hand Operated) | Capsule Size 3 | 0
6011301 | Capsule Filling Machine(Hand Operated) | Conversion Kit-Capsule Size 1-3 | 0
6030620 | Hand Crimping & Decapping Tongs |  | 0
6030721 | Hand Crimping & Decapping Tongs |  | 0
6044 | Brand : Hettich, Cat no. :6044 | Switch OFF R50 (4,89) | 0
6100 | Brand : Hettich, Cat no. :6100 | Spacer | 0
6103 | Brand : Hettich, Cat no. :6103 | Fuse insert T315mA(5x20) | 0
613612-021 | CERANIC GAUGE BLOCK | MODEL: 613612-021 | 0
6150 | Brand : Hettich, Cat no. :6150 | Elastic buffer | 0
62005 | HettCube 200R (150 litre) | Ident No:62005 | 0
6301 | Brand : Hettich, Cat no. :6301 | LS-frame for 12 x 4 - 7 ml blood collect | 0
6305 | Adaptor For 100 X 88mm Tube | Brand:Hettich Cat No:6302 | 0
6306 | Brand : Hettich, Cat no. :6306 | LS-frame for 7 x 15 ml tubes, conical (F | 0
6311 | Brand : Hettich, Cat no. :6311 | Adapter for 1 x 12 ml tubes, conical (Fa | 0
6316 | Brand : Hettich, Cat no. :6316 | Adapter fitting into LS-frame 5243 (2 pc | 0
6318 | Adapter for 1x50ml tubes,conical | (Falcon Type) Brand:Hettich Cat No:6318 | 0
6319 | Brand : Hettich, Cat no. :6319 | Adapter for 1 x 250 ml bottle | 0
6324-A | SEALING RING FOR BUCKETS NO 1381, 1430 | (SET OF 4 PCS) | 0
6327 | Brand : Hettich, Cat no. :6327 | Square wrench | 0
6331 | Brand : Hettich, Cat no. :6331 | Rubber insert for 1346 | 0
6337-A | Brand : Hettich, Cat no. :6337-A | LS-frame for 14 x 15 ml tubes (Falcon ty | 0
6338-A | Brand : Hettich, Cat no. :6338-A | LS-frame for 6 x 50 ml tubes (Falcon typ | 0
6339-A | Brand : Hettich, Cat no. :6339-A | LS-frame for 6 x 50 ml tubes (Falcon typ | 0
6342-A | SEALING RING FOR BUCKETS NO 1381,1430 | (SET OF 4PCS) | 0
66MMRINGFIBER | 66mm Ring fiberoptic for LG150 |  | 0
69MC5003 | Sartorius MSE Protection Draft Shield | Cat No: 69MC5003 | 0
7006 | Brand : Hettich, Cat no. :7006 | Guide roller without locking gear | 0
7010SN | MAGNETIC STAND model:7010SN |  | 0
7158 XHP | Projector Bulb 24v 150w | Model:7158 XHP | 0
7225 | Brand : Hettich, Cat no. :7225 | Imbalance switch | 0
74BWW4PIN | FLUORESCENT RING LIGHT BULB | 74BWW 4PIN | 0
76MMTRACKSTAND | Long Rail Track Stand for Micscope | 76mm Track Stand, Code No: MA221103 | 0
8000200 | AS 501.1 Universal attachment |  | 0
8000300 | AS 501.2 Seperating funnel attachment |  | 0
8000400 | AS 501.3 Seperating funnel attachment |  | 0
8000500 | AS 501.6 Seperating funnel attachment |  | 0
800122 | ILMVAC VACUUM PUMP OILS FOR PK2DC, 1L | Code No: 800122 | 0
8003000 | Dispersing elements for T 50 basic | S 50 N - G 45 G Dispersing element | 0
8003100 | Dispersing elements for T 50 basic | S 50 KR - G 45 G Dispersing element | 0
8003300 | Dispersing elements for T 50 basic | S 50 N - G 45 M Dispersing element | 0
8003400 | Dispersing elements for T 50 basic | S 50 KR - G 45 M Dispersing element | 0
8003900 | Dispersing elements for T 50 basic | S 50 N - G 45 F Dispersing element | 0
8004000 | S 50 KR - G 45 F Dispersing element |  | 0
8005100 | Dispersing elements for T 50 basic | S 50 N - W 65 SK Cutting head | 0
8005500 | Dispersing elements for T 65 D | S 65 KG-HH-G 65 G Dispersing element | 0
8005700 | Dispersing elements for T 65 D | S 65 KG-HH- G 65 M Dispersing element | 0
8005900 | Dispersing elements for T 65 D | S 65 KG - HH - G 65 F Dispersing element | 0
8006200 | M 20.1 Grinding chamber |  | 0
8006300 | Dispersing elements for T 50 basic | S 50 N - W 80 SMK Jet mixer head | 0
8006400 | Dispersing elements for T 50 basic | S 50 KR - W 80 SMK Jet mixer head | 0
8010000 | RV 06-ML 1-B mit with set of | glassware diagonal | 0
8010100 | RV 06-ML 2-B mit with set of | glassware vertical | 0
8010600 | H 52 Power pack set |  | 0
8014200 | Revolution counter | DZM control.o Revolution counter | 0
8014400 | Dispersers (inline operation) | UTL 25 digital Inline ULTRA-TURRAX | 0
8015600 | Software | DC 2 DATACONTROL | 0
8015700 | VK 600 control VISCOKLICK |  | 0
8015800 | S 50 KV - G 45 G - IL Dispersing element |  | 0
8017200 | Software | DA 2 DATACONTROL | 0
8017300 | AS 130.1 Universal attachment |  | 0
8017400 | AS 260.1 Universal attachment |  | 0
8017500 | PCI 8.2 Plug-in card |  | 0
8017900 | RV 05 basic 1-B mit with set of | glassware diagonal | 0
8018000 | RV 05 basic 2-B mit with set of | glassware vertical | 0
8022200 | Incubator shakers accessories | AS 4000.1 Universal attachment | 0
8022300 | RV 10 basic V, mit (3540000)(3640000) | with set of glassware vertical | 0
8022400 | RV 10 basic D, | mit with set of glassware diagonal | 0
8022500 | IKA RV-10 Digital V, | mit with set of glassware vertical | 0
8022600 | RV 10 digital D, | mit with set of glassware diagonal | 0
8022700 | RV 10 control V, | mit with set of glassware vertical | 0
8022800 | RV 10 control D, | mit with set of glassware diagonal | 0
8022900 | RV 10 basic V-C,mit with | set of glassware vertical, coated | 0
8023000 | RV 10 basic D-C,mit with | set of glassware diagonal,coated | 0
8023100 | RV 10 digital V-C, mit with | set of glassware vertical, coated | 0
8023200 | RV 10 digital D-C, mit with | set of glassware diagonal, coated | 0
8023300 | RV 10 control V-C, mit with | set of glassware vertical, coated | 0
8023400 | RV 10 control D-C,mit with | set of glassware diagonal,coated | 0
8023800 | Dispersers (inline operation) | UTL 50 basic Inline ULTRA-TURRAX | 0
8033800 | IKA RV 8 V Rotary evaporator 2 0 | Ident No: 8033800 | 0
8037700 | IKA RV 10 Control V,Rotary Evaporator | Ident No:8037700 Replace 8022700 | 0
8037900 | IKA RV 10 Control V-C,Rotary Evaporator | Ident No:8037900 Replace 8040400 | 0
8040300 | IKA RV 10 Digital V Rotary Evaporator | Ident No:8040300 replace 8022500 | 0
8040600 | IKA, RV 10 Basic V, Rotary Evaporator | Ident No:8040600 replace 8022300 | 0
8040700 | IKA RV 10 Basic V-C Rotary Evaporator | Ident No:8040700 replace 8022900 | 0
80JC4P | FLUORESCENT RING LIGHT BULB | 80JC4P | 0
80UVBULB | 80-UV BULB FOR UV FLUORESCENT | LIGHTING SET | 0
80UVBULBNEW | Bulb for new UV Fluorescent lighting set | Model: 80UVBULBNEW | 2
8890C-72 | Welch GEM Rotary Evaporator System, | 230V 50Hz 1Ph Model; 8890C-72 | 0
8MMTC0812LENS | MANUAL IRIS LENS 8MM TC0812 |  | 0
8XLENS | 8X LENS ROUND |  | 0
900322 | Mitutoyo Dial 4,3/8"Swivel Clamp | Model: 900322 | 0
9011600 | IKA RW20Dgt Overhead stirrers 3593000 | C/W 3160100,2657700S,0741000S | 0
9015900 | IKA C-MAG HS7 Packages | 3.5812e+34 | 0
9019400 | IKA RW28 Basic Package,R2723,R271,R1385 | Ident No:9019400 | 0
9019500 | IKA RW47D PACKAGE | Code No: 9019500 | 0
9023200 | IKA RW28Dgt,R2723,R271,R1385 | Ident No: 9023200(Package0 | 0
9023300 | RW 47 DIGITAL PACKAGE,Consist of | incl. RW47D,R474,R2302 | 0
9024200 | IKA T25 Digital Ultra-Turrax Package | Id.No:3725000,0593400,2657700S,3160100 | 0
9024500 | IKA T-50 Ultra Turrax Packages | Idt.No:3787000,8003000,2664000,1412100 | 0
9024700 | IKA T 18 Ultra Turrax Package | 3720000,L004640,2657700,3160100 | 0
92JC4P | FLUORESCENT RING LIGHT BULB | 92JC4P | 2
9303 | TSI Aerotrak Handheld Particle Counter | Model:9303 | 0
953639 | Mitutoyo Hol.Arm 1/4x1/2x2 '192-001 | Model: 953639 | 0
9800-25-150 | Testtube with RIM 25dia 150l |  | 0
A00000012 | VELP Foam Stand for 19 Microvials 1.5ml | Code No:A00000012 | 0
A00000015 | VELP Foam stand for microtiter | Model:A00000015 | 0
A00000089 | Velp Glass sand, 2 Kg | Code No: A00000089 | 0
A00000097 | Velp Celite 545, 1 Kg | Code No: A00000097 | 0
A00000136 | VELP Control Test tablets | Code No: A00000136 | 0
A00000142 | Extraction cup, 6pcs/box | Brand:VELP | 0
A00000144 | Test tubes Ø 42x300 mm, 250ml 3pcs/box | Code No: A00000144 | 0
A00000146 | Test tubes Ø 26x300 mm, 100ml 6pcs/box | Code No: A00000146 | 0
A00000168 | VELP DK20 SAMPLE RACK | Cat No:A00000168 | 0
A00000169 | VELP DK20 SUCTION CAP AND DRIP TRAY | Cat No:A00000169 | 0
A00000170 | Lift for DKL8 | Code No: A00000170 | 0
A00000173 | Sample rack for DKL8 | Code No: A00000173 | 0
A00000175 | Suction cap and drip tray for DKL8 | Code No: A00000175 | 0
A00000190 | VELP DK20 SUPPORT SYSTEM | Cat No:A00000190 | 0
A00000221 | Velp Multi-socket extension cable EU | Code No: A00000221 | 0
A00000222 | Velp Multi-socket extension cable UK | Code No: A00000222 | 0
A00000274 | Velp KjTabs VCM - 1000 pcs/box | Code No: A00000274 | 0
A00000295 | Extraction thimbles 33x80mm, 25pcs/box | Brand:VELP | 0
A00001069 | Velp Support rod | Code No: A00001069 | 0
A00001096 | Suction cap for DK6 | Code No: A00001096 | 0
A00001110 | Sample rack for DK20/26 | Code No: A00001110 | 0
A00001111 | Sample rack for DK6 | Code No: A00001111 | 0
A00001206 | Support system for DK6, DK20/26, DK6/48 | Code No: A00001206 | 0
A00001300 | Support rod and base | Code No: A00001300 | 0
A00001301 | Double clamp | Code No: A00001301 | 0
A00001306 | Stirring shaft with fixed blade | Code No: A00001306 | 0
A00001307 | Stirring shaft with propeller | Code No: A00001307 | 0
A00109626 | Suction cap for DK20/26 | Code No: A00109626 | 0
A1020040 | 50mm ESD stay put arm with nozzle |  | 0
A1020051 | Table Bracket for 50mm |  | 0
A1020052 | Automatic flush system seal for 50mm |  | 0
A-1025-0050 | Renishaw PH10M | Item No: A-1025-0050 | 0
A-1025-6050-RBE | Renishaw Probe Head,PH10M, | Code No: A-1025-6050-RBE | 0
A-1025-7526RBE | Renishaw PH10T Probe Head.(RBE) | Code No: A-1025-7526RBE | 0
A-1034-0027 | RENISHAW-DATUM BALL KIT -19MM STEEL | Item No: A-1034-0027 | 0
A-1207-0010 | Renishaw TP200 Stylus Module | Standard Force Stylus Module A-1207-0010 | 0
A-1207-0011 | Renishaw Tp200 Low Module | Code No: A-1207-0011 | 0
A-1207-0020 | Renishaw TP200 Sensor RBE | Code No: A-1207-0020 | 0
A-1207-0020-RBE | Renishaw TP200 Sensor-RBE | Code No: A-1207-0020-RBE | 0
A-1371-0271 | Renishaw TP20 medium force module | Code No: A-1371-0271 | 0
A-5707-0100 | Renishaw PI 200-3 | Code No: A-5707-0100 | 0
A-5707-0100-02 | Renishaw PI200-3 Controller | Item No: A-5707-0100-02 | 0
AC220 | COMPETITION SERIES |  | 0
AC2-4E1 | ESCO Airstream Class II Biological | Safety Cabinet | 0
AC24E8 | Esco Airstream Class II | Biological Safety Cabinet,4feet/1m | 0
AC2-5S8 | Esco Aistream Class 11,Biological | Safety Cabinet,Gen3,5ft/1.5m,2010725 | 0
ACC(M)LEVELSCREW | Accutec series Leveling screw |  | 0
ACC(M)PCB1 | NEW PCB (UPA) FOR UCA/UWA |  | 6
ACC(M)PCB2 | NEW PCB (BSC) FOR UCA/UWA |  | 1
ACC(M)TRANS | NEW TRANSFORMER FOR UCA / UWA |  | 0
ACC(M)UCAKEYPAD | NEW KEYPAD FOR UCA |  | 2
ACC(M)UCALCD | NEW LCD FOR UCA |  | 0
ACC(M)UWAKEYPAD | NEW KEYPAD FOR UWA |  | 1
ACC(M)UWALCD | NEW LCD FOR UWA |  | 1
ACCADAPTOR | 6V 1A ADAPTOR |  | 0
ACCADAPTOROLDVER | old version adaptor (6V 1A) |  | 0
ACCBATTERY | BATTERY FOR ACCUTEC SCALE |  | 0
ACCBATTERYP2000B | P2000B 6V 5am rechargeable ba |  | 0
ACCBB150 | ACCUTEC DIGITAL WEIGHING SCALE | BB-150 | 0
ACCBB1500 | ACCUTEC DIGITAL WEIGHING SCALE | BB-1500 | 0
ACCBB300 | ACCUTEC DIGITAL WEIGHING SCALE | BB-300 | 0
ACCBB3000 | ACCUTEC DIGITAL WEIGHING SCALE | BB-3000 | 0
ACCBB600 | ACCUTEC DIGITAL WEIGHING SCALE | BB-600 | 0
ACCBSC15K | ACCUTEC Digital Counting Indicator | BSC (15k) | 1
ACCBSCC30K | AccuTEC Digital Ccounting Indicator | Model: ACCBSCC30K | 2
ACCBSCCPCB | PCB FOR BSCC |  | 1
ACCBSCKEYPAD | BSC MEMBRAIN KEYPAD (UTE PANEL |  | 0
ACCBSCTRANS | Transformer for BSWC/BSCC |  | 0
ACCBSW | ACCUTEC DIGITAL WEIGHING INDIC | BSW | 0
ACCBSWC15K | AccuTEC Digital Weighing Indicator | Model: BSWC15K | 2
ACCBSWC15K+RS232 | Digital Indicator With RS232 Port | Code No: BSWC15K+RS232 | 0
ACCBSWC15K-PF1 | AcuTEC Digital Weighing Indicator | With Platform Stand 425x525mm | 0
ACCBSWC15KPF2 | AcuTEC Digital Weighing Indicator | With Platform Stand 380x480mm | 0
ACCBSWC300K | BSW-C 300K |  | 0
ACCBSWC30K | AccuTEC Digital Weighing Indicator | Model: BSWC30K | 0
ACCBSWC30K+ULP | BSW-C (30k) + ULP printer |  | 0
ACCBSWCKEYPAD | KEYPAD FOR NEW BSWC |  | 4
ACCBSWCLCD | LCD: BSWC | Code No: ACCBSWCLCD | 0
ACCBSWCPCB | BSW-C PCB |  | 0
ACCBSWCTL | AccuTEC Digital Indicator with | Tower Light & Buzzer Model: BSWCTL | 0
ACCBSWD | BSWD |  | 0
ACCBSWE | Digital Weighing Indicator | Brand:ACCUTEC Model: BSWE | 0
ACCBSWE+RS232 | ACCUTEC DGT Weighing Indicator + RS232 | Model:ACCBSWE+RS232 Cable | 0
ACCBSWEKEYPAD | KEYPAD FOR BSWE |  | 0
ACCBSWEPCB | Main board for BSWE |  | 1
ACCBSWETRANS | BSW-E transformer |  | 0
ACCBSWS2 | Waterproof Electronic Weighing 150KGx20g | Brand: AccuTEC Model:BSWS-PF2 | 0
ACCBSWS2300KG | Waterproof Electronic Weighing | Model: ACCBSWS2300KG Cap:300kgx5g | 0
ACCBSWS260KG | Waterproof Electronic Weighing 60kGx10g | Brand: AccuTEC Model:ACCBSWS260KG | 0
ACCBSWS2BATTERY | Battery for BSWS2 | Model: ACCBSWS2BATTERY | 0
ACCCASINGUWA | CASING FOR UWA |  | 1
ACCCHICKEN | chicken scale (SUS) |  | 1
ACCCRANEADAPTER | Adapter for accutec crane scale | 6V DC 600mA | 0
ACCESSORYCEN306 | LCD & Cover (battery, front & back) | fro Center 306 | 0
ACCFEJ150 | FEJ-150 |  | 0
ACCFEJ1500 | FEJ-1500 |  | 1
ACCFEJ200 | ACCFEJ200 |  | 0
ACCFEJ500A | ACCUTEC Electronic Compact Scale | Model: ACCFEJ500A | 0
ACCFEJADAPTOR | Adaptor FEJ |  | 0
ACCFS1T1X1 | ACCUTEC,floor scale 1TON, 1m X1m | Model; FS1T1X1 | 0
ACCFS2T1.2X1.2 | Digital Weighing Indicator with | 2 Ton Floor Scale 1.2X1.2M | 0
ACCFS2T1.2X1.2DO | 2 Ton Double Layer Floorscale | SCS-2T 1.2mx1.2m with Pole | 0
ACCFS2T1.5X1.5 | AccuTEC 2Ton 1.5x1.5M | SCS-2T Indicator | 0
ACCFS2T1.5X1.5M | LS30 Digital Weighing Indicator | With 2Ton 1.5mX1.5m Floor Scale | 0
ACCFS3T1.2X1.2 | FLOORSCALE 3T, 1.2M X 1.2M | WITH LS 30 INDICATOR | 0
ACCFS3T1.5X1.5 | FLOORSCALE 3T, 1.5M X 1.5M | WITH LS 30 INDICATOR | 0
ACCFS500KG1MX1M | FLOORSCALE 500KG, 1.0MX 1.0M WITH | LS 30 INDICATOR | 0
ACCFS500KG1MX1X | FloorScale 500kg,1.0M x1.0M with | LS 30 Indicator | 0
ACCFS5T1.5X1.5 | LS30 Digital Weighing Indicator with | 5Ton Floor Scale (1.5x1.5M) | 0
ACCGRC | ACCUTEC DIGITAL COUNTING | INDICATOR GRC | 0
ACCGRCKEYPAD | GRC DESKTOP MEMBRAIN KEYPAD |  | 0
ACCGRCNPANEL | GRC DESKTOP NUMERICA PANEL ONL |  | 0
ACCGRCPANEL | GRC INDICATOR PANEL ONLY |  | 0
ACCGRW3 | ACCUTEC DIGITAL WEIGHING SCALE | GRW-3 | 0
ACCGRW6 | ACCUTEC DIGITAL WEIGHING SCALE | GRW-6 | 1
ACCGRWIND | ACCUTEC DIGITAL WEIGHING INDIC | GRW | 0
ACCGRWKEYPAD | GRW DESKTOP MEMBRAIN KEYPAD |  | 4
ACCGRWLCD | LCD DISPLAY GRW |  | 0
ACCGRWNPANEL | GRW DESKTOP NUMERIC PANEL ONLY |  | 4
ACCHANGING10KG | HANGING SCALE 10KG |  | 0
ACCHANGING5KG | HANGING SCALE 5KG |  | 0
ACCKIP15 | ACCUTEC DIGITAL PRICING SCALE | KIP-15 | 0
ACCLCDDISPLS30 | LS 30 LCD display |  | 1
ACCLOADBB300 | BB300 loadcell |  | 0
ACCLOADHDA002 | UTE S-Type Load Cell |  | 0
ACCLOADLFS | LOADCELL LFS ROUND 5 TONS |  | 0
ACCLOADUAAS | LOADCELL UAA-S TYPE 100KG |  | 0
ACCLOADUAS250 | S-Type Load Cell | Model: UAS-250 Cap: 250kg | 1
ACCLOADUAS500 | LOADCELL UAS-500 |  | 0
ACCLOADUBA006 | LOADCELL UBA006 (6KG) |  | 2
ACCLOADUBA012 | LOADCELL UBA-012 |  | 2
ACCLOADUBA20 | LOADCELL UBA-20 |  | 2
ACCLOADUBA3 | UBA 3Kg |  | 4
ACCLOADUBA35 | UBA 35Kg |  | 0
ACCLOADUBA6 | UBA-6KG |  | 0
ACCLOADUBAE012 | LOADCELL UBAE-012 |  | 0
ACCLOADUBS002 | LOADCELL Model: UBS-002 (2 tonne) | M20X1.5P | 0
ACCLOADUDA150 | LOADCELL UDA-150 |  | 0
ACCLOADUDA300 | LOADCELL UDA-300 |  | 0
ACCLOADUDA500 | LOADCELL UDA-500 |  | 1
ACCLOADUDA750 | LOADCELL UDA-750 |  | 0
ACCLOADUDES002 | UDES-002 (2T) |  | 0
ACCLOADUEA120 | LOADCELL UEA 120Kg |  | 0
ACCLOADUEA200 | LOADCELL UEA200 |  | 0
ACCLOADUEA300 | LOADCELL UEA 300Kg |  | 0
ACCLOADUEA500 | LOADCELL UEA 500Kg |  | 1
ACCLOADUEA60 | LOADCELL UEA 60 |  | 0
ACCLOADUES001 | LOADCELL UES - 001(1T) |  | 1
ACCLOADUES002 | LOADCELL UES - 002(2T ) |  | 2
ACCLOADUES250 | LOADCELL UES 250Kg |  | 0
ACCLOADUESF | UES-F STAND |  | 12
ACCLOADUGA003 | LOADCELL UGA003 (3KG) |  | 0
ACCLOADUKA005S | LOADCELL UKA-005 S-TYPE |  | 0
ACCLOADURA100 | Load cell: URA 100Kg |  | 0
ACCLOADURA150 | Load cell: URA 150Kg |  | 2
ACCLOADURA200 | Load cell: URA 200Kg |  | 1
ACCLOADURA500 | Load cell: URA 500Kg |  | 1
ACCLOADURA750 | loadcell URA 750 |  | 0
ACCLP50 | Acctec Thermal Printer,,Model:LP-50 |  | 1
ACCLS30 | Digital Weighing Indicator | Brand: AccuTEC Model: LS-30 | 0
ACCLS30BRAKET | BRACKET FOR THE LS-30 INDICATO |  | 0
ACCLS30KEYPAD | NEW LS - 30 PANEL C/W MEMBRAIN | KEYPAD | 1
ACCLS30LCD | ACCUTEC,LCD for LS30 | Code No: ACCLS3LCD | 0
ACCLS30NOPCB | LS30 WITHOUT PCB |  | 0
ACCLS30OLDKEYPAN | LS30 OLD TYPE KEYPAD PANEL |  | 0
ACCLS30PCB | LS 30 PCB |  | 0
ACCMCB003 | ACCUTEC COUNTING SCALE MC SERIES 3KG |  | 0
ACCMCB006 | MC -B (resolution 1/15,000) 6KG |  | 0
ACCMCB015 | MC -B (resolution 1/15,000) 15KG |  | 0
ACCMCB030 | MC -B (resolution 1/15,000) 30KG |  | 0
ACCMCB105 | ACCUTEC Digital Counting Scale | Model: ACCMCB105 | 0
ACCMCC003 | Digital Counting Scale(resolution1/30K) | Brand: ACCUTEC Model: MCC-003 | 0
ACCMCC006 | AccuTEC Digital Countiing Scale | Model: ACCMCC006 Cap: 6kg x 0.2g | 0
ACCMCC015 | MC -B (resolution 1/30,000) 15KG |  | 0
ACCMCC030 | MC -B (resolution 1/30,000) 30KG |  | 0
ACCMES1T | BENCH WEIGHING SCALE MES 1T X 200g |  | 0
ACCMWB003 | ACCUTEC WEIGHING SCALE MC SERIES 3KG |  | 0
ACCMWB006 | MW -B (resolution 1/15,000) 6KG |  | 0
ACCMWB015 | MW -B (resolution 1/15,000) 15KG |  | 0
ACCMWB030 | MW -B (resolution 1/15,000) 30KG |  | 0
ACCMWB105 | MW -B (resolution 1/15,000) 1,5KG |  | 0
ACCMWC003 | MW -C (resolution 1/30,000) 3KG |  | 0
ACCMWC006 | MW -C (resolution 1/30000) 6KG |  | 0
ACCMWC006TL | MW-C 6 kg & Tower Light |  | 0
ACCMWC015 | MW -C (resolution 1/30,000) 15KG |  | 0
ACCMWC030 | MW -C (resolution 1/30,000) 30KG |  | 0
ACCMWC030TL | MW-C 30 kg & Tower Light |  | 0
AC-CONVENTER | AC Converter AC100V-200V |  | 1
ACCPAN | PAN FOR ACCUTEC |  | 1
ACCPAPER16S | PAPER FOR 16S |  | 0
ACCPAPER24S | PAPER FOR 24S |  | 0
ACCPCBUCAC030 | PCB MAIN BOARD for UCA-C-030 |  | 0
ACCPLAT150B | PLATFORM STAND - 150 KG -1 (BIG) |  | 2
ACCPLAT150S | PLATFORM STAND - 150 KG -2 (SMALL) |  | 0
ACCPLAT300B | PLATFORM STAND - 300 KG -1 (BIG) |  | 0
ACCPLAT300S | PLATFORM STAND - 300 KG -2 (SMALL) |  | 1
ACCPLAT30S | PLATFORM STAND - 30 KG -2 (SMALL) |  | 1
ACCPLAT30VC | PLATFORM STAND 30KG TO CONNECT | TO VC50 | 0
ACCPLAT500B | PLATFORM STAND - 500 KG -1 (BIG) |  | 0
ACCPLAT60B | PLATFORM STAND - 60 KG -1 (BIG) |  | 0
ACCPLAT60S | PLATFORM STAND - 60 KG -2 (SMALL) |  | 2
ACCPLAT60VC | PLATFORM STAND 60KG TO CONNECT TO VC 50 |  | 3
ACCPLATBSWS2 | SUS PLATFORM FOR BSWS-2-150KG |  | 0
ACCPLATPOLE | POLE FOR ACCUTEC PLATFORM SCAL |  | 1
ACCPRINTER16S | TP MICRO PRINTER 16S |  | 0
ACCPRINTER24S | TP MICRO PRINTER 24S |  | 0
ACCPT2T1.2X1.2 | PLATFORM 2T 1.2M X 1.2M |  | 0
ACCRIBBON16S | RIBBON FOR 16S |  | 0
ACCRIBBON24S | RIBBON FOR 24S |  | 0
ACCRS232 | RS 232 IC & CAPACITY FOR INDIC |  | 0
ACCSWITCH | ACCUTEC "ON/OFF" SWITCH |  | 0
ACCUCA15000IC | UCA 1/15000 IC |  | 1
ACCUCA30000IC | UCA 1/30000 IC |  | 1
ACCUCAB003 | ACCUTEC Digital Counting Scale | Model: UCA-B-003 Cap: 3kg x 0.2g | 0
ACCUCAB006 | ACCUTEC Digital Counting Scale | Model:UCA-B-006 Cap: 6kg x 0.5g | 0
ACCUCAB012 | ACCUTEC DIGITAL COUNTING SCALE | UCA-B-012 | 0
ACCUCAB015 | AccuTEC Digital Counting Scale | Model: UCAB-015 Cap:15kg x 1g | 0
ACCUCAB030 | AccuTEC Digital Counting Scale | Model:UCA-B-030 Cap: 30kg x 2g | 0
ACCUCAB102 | ACCUTEC DIGITAL COUNTING SCALE | UCA-B-102 | 0
ACCUCAB105 | ACCUTEC Digital Counting Scale | Model; UCA-B-105 Cap: 1.5kg x 0.1g | 0
ACCUCABIC | IC - for UCA-B LCR-3A |  | 0
ACCUCABPCB | UCA-B PCB |  | 0
ACCUCAC+003 | Accutec Digital Counting Scale | Cap : 3kg x 0.05g | 0
ACCUCAC003 | AccuTEC Digital Counting Scale | Model: UCA-C-003 Cap: 3kg x 0.1g | 2
ACCUCAC006 | ACCUTEC Digital Counting Scale | Model: UCA-C-006 Cap: 6kgx0.2g | 2
ACCUCAC006TL | AccuTEC Digital Counting Scale with | Tower Light,Model:ACCUCAC006TL | 0
ACCUCAC015 | AccuTEC Digital Counting Scale | Model: UCA-C-015 Cap: 15kg x 0.5g | 0
ACCUCAC015ULP | UCA-C-015 with ULP printer |  | 0
ACCUCAC030 | Desktop Digital Counting Scale | Model: UCA-C-030 Cap: 30kg x 1g | 3
ACCUCACLCD | LCD FOR UCAC SCALE |  | 1
ACCUCACPCB | UCA-C PCB |  | 0
ACCUCACTRANS | Transformer for UCAC |  | 0
ACCUCAE030 | ACCUTEC DIGITAL COUNTING SCALE | UCA-E-030 | 0
ACCUCAEB015 | ACCUTEC DIGITAL COUNTING SCALE | UCA-E-B-015 | 0
ACCUCAEC003 | ACCUTEC DIGITAL COUNTING SCALE | UCA-E-C-003 | 0
ACCUCAEC006 | ACCUTEC DIGITAL COUNTING SCALE | UCA-E-C-006 | 0
ACCUCAFKEYPAD | UCA-F - Series KEYPAD |  | 0
ACCUCAKEYPAD | keypad for UCA |  | 2
ACCUCAM030 | DIGITAL COUNTING SCALE |  | 0
ACCUD6288IND | UD6288 INDICATOR |  | 0
ACCUF50KG | DIGITAL HANDY FORCE GAUGE MODEL:UF-50KG |  | 0
ACCULPBATTERY | BATTERY FOR UP PRINTER |  | 0
ACCUMHA300 | UMH-A 300g |  | 0
ACCUMHK200X0.005 | UMH-K 200KG X 0.005G |  | 0
ACCUMHK300 | UMH-K 300g |  | 0
ACCUPA15 | ACCUTEC DIGITAL PRICING UPA-15 |  | 0
ACCUPAALCD | LCD display for pricing scale UPA-A |  | 0
ACCUPAPCB | main board for pricing scale |  | 0
ACCUT1050 | UT-1-050 |  | 0
ACCUTA0.6T | ACCUTEC DGT Crane Scale |  | 0
ACCUTA1.5T | CRANE SCALE UT-A-1.5T |  | 0
ACCUTA1T | CRANE SCALE UT-A-1T |  | 0
ACCUTA3T | CRANE SCALE UT-A-3T |  | 0
ACC-UT-B-15T | ACCUTEC Crane Scale , Cap:15Tx15kg | Code No: UT-B-15T | 0
ACCUTB15T | AccuTEC Crane Scale | Model:UT-B-15T,Cap:15,000kg(15T)x15kg | 0
ACCUTD4TWPRINTE | Crane Scale 1TONNE X 1KG c/w Printer |  | 0
ACCUTECSTICKER | ACCUTEC Sticker Printer | Size:43mmx56mm | 6
ACCUTF200KG | Crane scale ut-6-200kg(cap:200kg) |  | 0
ACCUTF300KG | UT-F , capacity 300kg |  | 0
ACCUWA15000IC | UWA 1/15000 IC |  | 0
ACCUWA30000IC | UWA 1/30000 IC |  | 5
ACCUWAB003 | AccuTEC Digital Weighing Scale | Model; UWAB-003 Cap: 3kg x 0.2g | 1
ACCUWAB006 | ACCUTEC Digital Weighing Scale | Model:UWA-B-006 Cap:6kg x 0.5g | 2
ACCUWAB012 | ACCUTEC Digital Weighing Scale | Model: ACCUWAB012 Cap: 12kg x 1g | 0
ACCUWAB015 | AccuTEC Digital Weighing Scale | Model: ACCUWAB015 ,Cap:15kg x 1g | 1
ACCUWAB030 | ACCUTEC Digital Weighing Scale | Model:ACCUWAB030 Cap: 30kg x 2g | 1
ACCUWAB102 | ACCUTEC Digital Weighing Scale | Model: UWA-B-102 Cap: 1.2kg X 0.1g | 0
ACCUWAB105 | AccuTEC Digital Weighing Scale | Model: ACCUWAB105 Cap: 1.5kgx0.1g | 0
ACCUWAC+006 | AccuTEC Digital Weighing Scale 60K | Model: UWAC-006+ Cap: 6kgx0.1g | 0
ACCUWAC+030 | ACCUTEC DIGITAL WEIGHING SCALE | 60K Res. UWA-C+-030 | 1
ACCUWAC003 | ACCUTEC Digital Weighing Scale | Model: UWA-C-003, 3kg x 0.1g | 1
ACCUWAC003TL | UWA-C-003 WITH TOWER LIGHT |  | 0
ACCUWAC006 | ACCUTEC Digital Weighing Scale | Model:UWA-C-006 Cap: 6kg x 0.2g | 2
ACCUWAC006TL | UWA-C-006 WITH TOWER LIGHT |  | 0
ACCUWAC015 | Digital Weighing Scale Cap:15kgx0.5g | Brand:AccuTEC Model: ACCUWA-C-015 | 2
ACCUWAC030 | ACCUTEC Digital Weighing Scale | Model: UWA-C-030 Cap: 30kg x 1g | 0
ACCUWAC030TL | UWA-C-030 WITH TOWER LIGHT |  | 0
ACCUWAC105 | UWA-C-105 (1.5KG X 0.05G) |  | 0
ACCUWAC30ULP | UWA-C-30 ULP |  | 0
ACCUWACPCB | UWA-C PCB |  | 1
ACCUWAE006 | UWA-E-006 |  | 0
ACCUWAE015 | UWA-E-015 |  | 0
ACCUWAF003 | UWAF-C-003 |  | 0
ACCUWAF015 | ACCUTEC DIGITAL WEIGHING SCALE | UWA-F-015 | 0
ACCUWAF030 | ACCUTEC DIGITAL WEIGHING SCALE | UWA-F-030 | 0
ACCUWAFKEYPAD | UWA-F-015 key Pab |  | 0
ACCUWAG003+TL | UWA-G-003 PLUS TOWER LIGHT |  | 0
ACCUWAGB015 | UWAG-B-015 set point 15k resolution |  | 1
ACCUWAKEYPAD | keypad for UWA |  | 2
ACCUWALEVELSCREW | old UWA-B levelling screw | Code No: ACCUWALEVELSCREW | 0
ACCUWAM030 | DIGITAL WEIGHING SCALE |  | 0
ACCUWAR003 | ACCUTEC WEIGHING SCALE 3KG |  | 0
ACCUWAW003 | ACCUTEC WEIGHING SCALE 3KG |  | 1
ACCUWP6KG | WATERPROOF SCALE UWP-6KG |  | 0
ACER M261-218P | ACER VERITON M261-218P |  | 0
ACER17"LCDMONITO | Acer 17"Wide Screen LCD Monitor | 17"wide TFT screen(0.255mm pixel pitch) | 0
ACEZ SINGAPORE |  |  | 0
ACM1 | Video eyepiece camera uses for TV |  | 0
ACM35 | Video eyepiece camera uses for TV |  | 0
ADAPTER | Shimadzu AC Adaptor |  | 19
ADAPTER12V | ADAPTER 12V |  | 2
ADAPTOR010049 | cone adaptor for PH-100A & PH-200LC |  | 0
ADAPTOR12V | ADAPTOR BLUE COLOUR (12V |  | 0
ADAPTOREKK12V | EKK ADAPTOR 12V |  | 0
ADAPTORLED48W | ADAPTOR FOR LED48-W |  | 1
AFL-24 | Filter,Oil & water trap |  | 0
AHC4D8 | Esco Airtstream Horizontal Laminar | Flow,4ft/1.2m Model:AHC-4D8 | 0
AHO | Air Hose |  | 0
AIK110VADAPTER | Aikoh AC110V Adapter |  | 0
AIR PLUG | Air plug for through Hole,2 jets | Dia: 11.009mm | 0
AK22K9HC | 1/2" Black & white CCD camera | Brand:Akari Model: AK22K9HC | 0
AK326 | CCD CAMERA 1/3" AK-326 MINI B/W |  | 0
AK32K9H | CCD CAMERA 1/2" AK-32K9H-EX COLOR |  | 0
AK73X11H | 1/3" Color Short Vision CCD Camera | Brand: Rax Vision Model: AK73X11H | 1
AKARIRACKPINION | RACK & PINION FOR AKARI CAMERA |  | 1
AL1010 | HIGH POWER METALLURGICAL | MICROSCOPE AL- 1010 | 0
AL1030OBJLENS50X | PL50X objective lens for AL103 |  | 0
ALGHF50 | Algol Digital Push Pull Gage Model:HF-50 |  | 0
ALUM BASE PLATE | ALUM BASE PLATE WITH BLACK ANOD | (8 X 300 X 700MM) | 0
ALUM BRUSH | Alum Brush |  | 0
ALUMADAPTOR | ALUMINIUM ADAPTOR | 38MMX38MMX90MML | 0
ALUMBLOCKFOR028 | ALUMINIUM BLOCK FOR O 28.58 S/S ROD | Code No: ALUMBLOCKFOR028 | 0
ALUMINIUM BUSH | ALUMINUM BUSH FOR EYEPIECE |  | 0
ALUMINIUMADAPTOR | ALUMINIUM ADAPTOR(AUTOMATION MACHINE | PARTS(846694000) | 0
ALUMSTOPPER | ALUMINIUM STOPPER FOR O 28.58 S/S ROD | Code No: ALUMSTOPPER | 0
AM-4203HA | Lutron Handheld Vane Anemometer |  | 0
AM-4210 | Lutron Anemometer With Temperature | 0.4~25.0 m/s | 0
ANF300 | DIAL PUSH PULL GAUGE(BRAND:SUCCESS) | CAPACITY:30KGF/300N MIN READING:300GF/5N | 0
ANIMALBUCKETBIG | animal bucket set(big) |  | 0
ANTIMOULDTABLET | ANTI MOULD TABLE FOR MICROSCOPE |  | 0
AP224W | Shimadzu Analytical Balance |  | 0
APWGR STICKER | BLANK APWGR STICKER(SIZE:25 X 70MM) | MATERIAL :AP(WGR) | 0
ARCS KIM2010CU | CNC Video Measuring System |  | 0
ARCSCALGAUGE | CALIBRATION GAUGE FOR RFS/RFA |  | 1
ARCSLKIT | ARCS LEARNING KIT |  | 0
ARF2CPU | CALIBRATION CHIP FOR ARF-2 CPU |  | 0
ARFWEIGHTKIT | ARF Weight kit (newton) for calibration | 1,2,5,10,20,50,100 & 200N | 0
ARTICULTINGARM | ARTICULTING ARM |  | 0
AST01 | AST-01 | STATIC BLOWER | 0
AST02 | ASTATIC Ionizer Blower | Mode:AST02 | 0
AST03 |  |  | 0
ASTG01 | AST-G01 | STATIC BLOWER | 0
ASTSRM | AST-SRM | SURFACE RESISTIVITY METER | 0
ATAPAL37SS | ATAGO REFRACTOMETER MODEL PAL37S |  | 0
ATASMILLE | ATAGO S/Mill-E DIGITAL HANDHEL | REFRACTOMETER | 1
ATG2312 | Master-T handheld refractometer | Model:ATG-2312 (Range:Brix 0.0-32%) | 0
ATT | ATTONIC Catalog |  | 0
ATTADTC100 | ATTONIC ADT-C100 |  | 0
ATTADTC100TC4 | Attonic spare part for ADT-C100(TC-4) |  | 0
ATTADTC100TSS30 | Attonic spare part for ADT-C100(TSS-30) |  | 0
ATTADTC20 | ATTONIC ADT-C20 |  | 0
ATTAP05 | attonic push-pull tester 500g |  | 0
ATTAP1 | ATTONIC DIAL PUSH PULL GAUGE 1 | AP-1 | 0
ATTAP10 | ATTONIC DIAL PUSH PULL GAUGE 1 | AP-10 | 0
ATTAP2 | ATTONIC DIAL PUSH PULL GAUGE 2 | AP-2 | 0
ATTAP20 | ATTONIC Dial Push Pull Model: AP-20 | Min.Scale:20kgs/200N Max.Scale:200g/N | 1
ATTAP3 | ATTONIC DIAL PUSH PULL GAUGE 3 | AP-3 | 0
ATTAP30 | ATTONIC DIAL PUSH PULL GAUGE 3 | AP-30 | 0
ATTAP5 | ATTONIC DIAL PUSH PULL GAUGE 5 | AP-5 | 0
ATTAP50 | ATTONIC Dial Push Pull Gauge Model:AP-50 | Min.Scale:50kgs/500N,Max.Scale:500g/5N | 0
ATTARF05 | ATTONIC Digital Push Pull Gauge | Model: ARF-05 | 0
ATTARF1 | ATTONIC Digital Push Pull Gauge | Model: ARF-1 | 1
ATTARF10 | ATTONIC DIG PUSH PULL GAUGE 10 | ARF-10 | 0
ATTARF100 | ATTONIC DIG PUSH PULL GAUGE 10 | ARF-100KG | 0
ATTARF2 | ATTONIC DIG PUSH PULL GAUGE 2K | ARF-2 | 0
ATTARF20 | Digital Push Pull Gauge | Brand: Attonic Model: ARF-20 | 0
ATTARF5 | ATTONIC DIG PUSH PULL GAUGE 5K | ARF-5 | 0
ATTARF50 | ATTONIC Digital Push Pull Gauge | Range:0~500.0N/ 0~50.00kg/0~110.0lb | 0
ATTC2OPN | ATTONIC CONCTROL PACK MODEL :C-20PN |  | 0
ATTDTC100 | Attonic Digital Torque Driver | Model:DTC-100 | 0
ATTDTC20 | ATTONIC DTC-20 |  | 0
ATTK501E | Vertical Economic Load,Testing Stand | Brand: Attonic Model: ATTK501E | 0
ATTK501H | Vertical Economic Loading Testing Stand | Manual Type Brand: Attonic Model:K501H | 0
ATTKS501 | ATTONIC KS501 |  | 0
ATTLOAD10 | Attonic Load-10 Loadcell |  | 0
ATTMP10 | ATTONIC MP-10 |  | 0
ATTMPL100 | ATTONIC MPL-100 |  | 0
ATTMPL200 | ATTONIC MPL-200 |  | 0
ATTPPOWERPCB | Attonic Power Supply Board | Model: PO WBO ARD | 0
ATTRECBATARF | Attonic Rechargeable Battery Pack for AF |  | 0
ATX224 | Shimadzu Analytical Balance | Model: ATX-224 Cap: 220gx0.1mg(0.0001g) | 2
ATX324 | Shimadzu Analytical Balance | Model:ATX324,Cap:320gx0.1mg,Internal | 0
ATY224 | Shimadzu Analytical Balance | Model:ATY224 Cap:220g x 0.1mg(0.0001g) | 2
ATY324 | Shimadzu Analytical Balance | Model:ATY324,Cap:320gx0.1mg,External | 0
AU310C | Analytical Carat Balance | AU310C | 1
AU600C | AU600C |  | 0
AU610C | Analytical Carat Balance | AU610C | 0
AUTOTOP02105-501 | 02105-50-1 DUAL AUTOTAP (220 V /50) | Brand:QUANTACHROME,MODEL: 02105-50-1 | 1
AUW120 | UniBloc Analytical Balances 120gx0.1mg | with internal weight AUW120 | 0
AUW120D | SemiMicro Balances 120g/42gx0.1mg/0.01mg | with internal weight AUW120D | 0
AUW220 | UniBloc Analytical Balances 220gx0.1mg | with internal weight AUW220 | 0
AUW220D | SemiMicro Balances 220gx0.1mg(0.0001g) | with internal weight,82gx0.01mg(0.00001g | 1
AUW320 | UniBloc Analytical Balances 320gx0.1mg | with internal weight AUW320 | 0
AUX0.5XML30 | 0.5x auxiliary lens for ML30 |  | 1
AUX0.75XML30 | 0.75x auxiliary lens for ML30 |  | 0
AUX0.75XRMZ | AUXILIARY LENS 0.75X for RMZ |  | 1
AUX1.5XML30 | 1.5x auxiliary lens for ML30 |  | 0
AUX120 | UniBloc Analytical Balances 120gx0.1mg | with internal weight AUX120 | 0
AUX2.0XML30 | 2.0x auxiliary lens for ML30 |  | 1
AUX220 | UniBloc Analytical Balances 220gx0.1mg | with internal weight AUX220 | 0
AUX320 | UniBloc Analytical Balances | With Internal Weight,AUX320,320gx0.1mg | 1
AUXLENS0.3X | AUXILIARY LENS 0.3X |  | 0
AUXLENS0.5XOLY | OLYMPUS AUX LENS 0.5X |  | 0
AUXLENS1.5X | AUXILIARY LENS 1.5X |  | 4
AUXLENS1X | AUXILIARY LENS 1X |  | 0
AUXLENS2X | AUXILIARY LENS 2X |  | 0
AUY120 | Shimadzu UniBloc Analytical Balances | Model: AUY120 Cap: 120g x 0.1mg | 0
AUY220 | UniBloc Analytical Balances 220gx0.1mg | Brand: Shimadzu Model: AUY220 | 0
AVM-05 | Prova AVM-05 Anemometer 0-30 M/S |  | 0
AVM702 | Tecpel Anemometer Model: AVM-702 |  | 0
AVSELECT420 | YAGITENMA AV SELECTOR (AV-420) |  | 0
AW120 | Analytical Balances 120gx0.1mg | with internal weight AW120 | 0
AW220 | Analytical Balances 220gx0.1mg | with internal weight AW220 | 0
AW320 | Analytical Balances 320gx0.1mg | with internal weight AW320 | 0
AX120 | Analytical Balances 120gx0.1mg | with internal weight AX120 | 1
AX200 | Analytical Balances 220gx0.1mg | with internal weight AX200 | 0
AY120 | Analytical Balances 120gx0.1mg | AY120 | 0
AY220 | Analytical Balances 220gx0.1mg | AY220 | 0
AZHT03 | THERMO HYGROMETER model:AZ-HT-03 |  | 0
B&LCOUPLING | B & L Lighting coupling |  | 0
B&LEYE30X | EYEPIECE 30X for B&L SCOPE |  | 0
B&LLIGHTCOUPLER | B & L SCOPE COUPLING F LIGHTI |  | 0
B001 | Brand : Hettich, Cat no. :B001 | Instruction-manual EBA 12/12R | 0
B002 | Brand : Hettich, Cat no. :B002 | Instruction-manual, | 0
B003 | Brand : Hettich, Cat no. :B003 | Instruction-manual | 0
B007 | Brand : Hettich, Cat no. :B007 | Instruction-manual | 0
B009 | Brand : Hettich, Cat no. :B009 | Instruction-manual | 0
B009.D | Brand : Hettich, Cat no. :B009.D | Instruction-manual, German, | 0
B011.D | Brand : Hettich, Cat no. :B011.D | Instruction-manual, German, | 0
B030 | Brand : Hettich, Cat no. :B030 | Instruction-manual, | 0
B200.D | Brand : Hettich, Cat no. :B200.D | Instruction-manual, German, | 0
B200.GB | Brand : Hettich, Cat no. :B200.G | Instruction-manual, English, | 0
B218 | BEETLE BALANCE B218, 6KG X 1G |  | 1
BACKCOVERCEN306 | back cover for Center 306 |  | 0
BAKONBK893 | BAKON Glue Dispenser | Model:BK893 | 0
BANANASOCKETTWIN | BANANA SOCKET TWIN ET-048 |  | 0
BARCODE RIBBON | BARCODE RIBBON (80MM X 74MM) |  | 0
BASE & POLE | Base Size:400x400 (Beige Colour) | Pole Size: 15" x Diameter 20mm | 0
BASE PLATE | BASE PLATE (9 X 300 X 700MM) |  | 0
BASE10"X15"X9MM | BASE 10"X15"X9MM | Code No: BASE10"X15"X9MM | 0
BASE16X250X250 | BASE PLATE 16 x250 x250mm | FOR UNIVERSAL LONG ARM STAND | 0
BASEPLATE12MM | BASE PLATE(12mmX10"X10") for | Uni Long Arm Stand (CENTER hole) | 0
BASEUNILONGARM | BASE PLATE(9mmX250mmX250mm) for | Uni Long Arm Stand (SIDE hole) | 0
BASICDRO | BASIC DRO |  | 0
BATCRANSCALE | DES BATTERY FOR CRANE SCALE |  | 0
BATTERYARF | Battery for ARF |  | 0
BATTERYHOLCEN306 | Battery holder?for Center 306 |  | 0
BAYTOCMOUNT | Bayonet mount to C Mount coupling 6.3X | photo eyepiece biological mscope-NIKON F | 0
BC2200H | COMPETITION SERIES |  | 0
BC220H | COMPETITION SERIES |  | 0
BCLIPFORMAG | big clip for spring type magnifier lamp |  | 0
BD222 | Dome Lid,Stainless Steel | Brand:Witeg,Model:BD222 | 0
BD750-04 | Weighing Boats Disposable Polystyrene | White 100ml(diamond shape)Pack of 250pc | 0
BE610 | SCOTTS BEETLE BALANCE BE610 | 600G X 0.01G | 0
BE990 | SCOTTS BEETLE BALANCE BE 990 |  | 0
BEAKER1L | Beaker Glass Low Form Graduated 1L |  | 1
BEAKER250ML | Beaker Glass Low Form Graduated 250ML |  | 0
BEAKER5L | beaker, s/steel with handle, 5000ml |  | 0
BEAKER600ML | Beaker Glass Low Form Graduated 600ml |  | 0
BFN701 | INONIZER |  | 0
BFN802 | Inonizer Overhead Blower (2 Fan) |  | 0
BFN803 | AC Overhead Inonizing BFN803(3 Fans) |  | 0
BG48 | BLUE GIZMO INFRARED THERMOMETER | MODEL:bg-48 S/N:07056439 | 0
BGAGE1.652X4.014 | BLOCK GAUGE 1.652X4.014X30.000MM | +-0.002 | 0
BGAGE1.752X4.114 | BLOCK GAUGE 1.752X4.114X30.000MM | +-0.002 | 0
BGAGE16.52X40.14 | BLOCK GAUGE 16.52MM X 40.14MM X 30.00MM | +/-0.002 | 0
BGAGE17.52X41.14 | BLOCK GAUGE 17.52MM X 41.14MM X 30.00MM | +/-0.002 | 0
BHOLDERDYNAVISIN | bulb holder for dynavision scope |  | 0
BHPRICINGKEYPAD | MEMBRANE KEYPAD FOR bh-030 (BAN HIN) |  | 0
BIGBULBTH322 | BIG BULB 6V 15W FOR TH322 |  | 0
BIGPULLEY | big pulley for money counter |  | 0
Biowizard | Biowizard |  | 0
BL2200H | Shimadzu Top-Loading Balance | Model: BL2200H Cap: 2200gx0.01g | 1
BL220H | Shimadzu Top-Loading Balances | Model: BL220H Cap: 220gx0.001g | 0
BL3200H | Shimadzu Top-Loading Balance | Model: BL3200H Cap: 3200gx0.01g | 0
BL3200HL | Top-Loading Balances 3200gx0.01g | WITH BACKLIGHT BL3200HL | 0
BL3200S | Shimadzu Top-Loading Balance | Model: BL3200S Cap: 3200gx0.1g | 0
BL320H | Shimadzu Top-Loading Balance | Model: BL320H Cap: 320gx0.001g | 0
BL320S | Shimadzu Top-Loading Balance | Model: BL320S Cap: 320gx0.01g | 0
BL620S | Shimadzu Top-Loading Balance | Model: BL620S Cap: 620gx0.01g | 0
BLJig | Repairing Jig For BL |  | 0
BLOCKGAUGE0103 | Block Gauge Set,Steel Material | Grade 0, 103 pcs | 0
BLOWER-RUBBERSIN | Blower-Rubber | (Single bulb) | 0
BLUE/WHITE39.8MM | BLUE/WHITE DIA 39.8MM |  | 0
BLUEFILTERLG150 | BLUE FIL TER FOR LG150 |  | 2
BMTY0275471-00 | Mitutoyo QM-Height 350B With Air | Code No: 0275471-00 | 1
BMTY02AGD120 | Mitutoyo Gage Set for LSM501 | Code No: 02AGD120 | 0
BMTY02AGD130 | Mitutoyo Calibration Gage Set/LSM503 | Code No: 02AGD130 | 0
BMTY02AGD270 | Mitutoyo Workstage For LSM501/503/902 | Code No: 02AGD270 | 0
BMTY02AGD400 | Mitutoyo Adjustable Work Stage/LSM501 | Code No: 02AGD400 | 0
BMTY02AGD490 | Mitutoyo Adjustable Work Stage/LSM503 | Code No: 02AGD490 | 0
BMTY02APW610 | Mitutoyo Control Box 2 | Code No: 02APW610 | 0
BMTY02ATN695 | Mitutoyo Calibration Chart with Holder | Code No:02ATN695 | 0
BMTY02ATV522 | Mitutoyo Machine Stand QVST-4L | Code No: 02ATV522 | 0
BMTY02AVA410 | Mitutoyo Z-Objective 1X | Code No: 02AVA410 | 0
BMTY02NBA271CMAP | Mitutoyo QSPAK V10.2/E | Code No:BMTY02NBA271C-MAP | 0
BMTY02NBA430-MAP | Mitutoyo QSPAK V11.0/E | Code No: 02NBA430-MAP# | 0
BMTY02NBA534-MA# | Mitutoyo QVPAK V12.0/E | Code No: 02NBA534-MAP# | 0
BMTY02ZAA031 | Mitutoyo AC Cable Set-BS(3M) | Code No:02ZAA031 | 0
BMTY04AAB979 | Mitutoyo FFC(20 WICK) | Code No: 04AAB979 | 0
BMTY04AAB980 | Mitutoyo FFC(10 WICK) | Code No: 04AAB980 | 0
BMTY050083-10 | Mitutoyo Depth Base Attachment/75mm | Code No: 050083-10 | 0
BMTY050084-10 | Mitutoyo Depth Base Attachment/100mm | Code No: 050084-10 | 0
BMTY05DAA431 | Mitutoyo Battery Lid | Code No: 05DAA431 | 0
BMTY06AEC695 | Mitutoyo JSBOX-M(HS)STAND | Code No:06AEC695 | 0
BMTY06AED099 | Mitutoyo PH10MQ R System (S) | Code No:06AED099 | 0
BMTY11AAC108 | Mitutoyo Objective Lens 100X | Code No: 11AAC108 | 0
BMTY12AAA208 | Mitutoyo RS232C Connecting Cable (SJ201) | Code No: 12AAA208 | 0
BMTY12AAA210 | Mitutoyo Extension Rod (50mm) | Code No: 12AAA210 | 0
BMTY12AAA216 | Mitutoyo Support feet set | Code No: 12AAA216 | 0
BMTY12AAA217 | Mitutoyo Flat Surface Nosepiece | Code No: 12AAA217 | 0
BMTY12AAA218 | Mitutoyo Cylindrical Surface Nosepiece | Code No: 12AAA218 | 0
BMTY12AAA221 | Mitutoyo Adapter for magnetic stand | with 8mm shaft Code No:12AAA221 | 0
BMTY12AAA222 | Mitutoyo Height Gage Adaptor (MM) | Code No: 12AAA222 | 1
BMTY12AAA233 | Mitutoyo Height Gage Adaptor | Code No: 12AAA233 | 0
BMTY12AAA568 | Mitutoyo Cone Styli, Carbide Tip. | Code No:12AAA568 | 0
BMTY12AAA793 | Mitutoyo Holder (Long Type),518 | Code No: 12AAA793 | 0
BMTY12AAA807 | Mitutoyo RS232C CONNECTING CABLE(2M) LH | Code No:12AAA807 | 0
BMTY12AAA882 | Mitutoyo RS232C Connecting Cable | Code No: 12AAA882 | 0
BMTY12AAB339 | Mitutoyo Styli for Contracer CV-3100S4 | Code No: 12AAB339 | 0
BMTY12AAB403 | Mitutoyo Standard Stylus 5UM/90DEG | Code No: 12AAB403 | 0
BMTY12AAB405 | Mitutoyo Extra small hole,1.6 stylus | Code No:12AAB405 | 0
BMTY12AAB406 | Mitutoyo Extra small hole stylus | Code No:BMTY12AAB406 | 0
BMTY12AAB408 | Mitutoyo Deep Groove(20) STY,5UM,SJ400 | Code No: 12AAB408 | 0
BMTY12AAC731 | Mitutoyo Surftest Stylus | Code No: BMTY12AAC731 | 0
BMTY12AAC732 | Mitutoyo Small Hole sty/Tip Angle 60Deg | Code No: 12AAC732 | 0
BMTY12AAC734 | Mitutoyo Extra Minute Small Stylus | Code No:12AAC734 | 0
BMTY12AAC735 | Mitutoyo Deep Groove STY(10) Tip AG 60D | Code No: 12AAC735 | 0
BMTY12AAC737 | Mitutoyo Deep Groove Stylu | Code No: 12AAC373 | 0
BMTY12AAC740 | Mitutoyo 2X-Long Type STY/TIP AG 60DE | Code No: 12AAC740 | 0
BMTY12AAC741 | Mitutoyo 3X-Long Type STY/TIP AG 60DEG | Code No: 12AAC741 | 0
BMTY12AAE299 | Mitutoyo Small Hole Stylus SPH-23 | Code No:12AAE299 | 0
BMTY12AAE671 | Mitutoyo Attachment(A) For OPTOEYE-200 | Code No: 12AAE671 | 0
BMTY12AAE867 | Mitutoyo SPH-77 Stylus | Code No: 12AAE867 | 0
BMTY12AAE875 | Mitutoyo SP-33 Small Hole Stylus | Code No: 12AAE875 | 0
BMTY12AAE882 | MitutoyoStandard Stylus, Tip Radius | Code No:12AAE882 | 0
BMTY12AAE915 | Mitutoyo Stylus For Bottom Surface | Code No: 12AAE915 | 0
BMTY12AAF182 | Mitutoyo Counter Stand/KA | Code No:12AAF182 | 0
BMTY12AAG981 | Mitutoyo GREEN FILTER | Code No:12AAG981 | 0
BMTY12AAG982 | Mitutoyo QM-Data Mounting Stand | Code No: 12AAG982 | 0
BMTY12AAG983 | Mitutoyo OPT200 Mounting Bracket | Code No: 12AAG983 | 0
BMTY12AAL021 | Mitutoyo Stylus,211 | Code No:12AAL021 | 0
BMTY12AAL023 | Mitutoyo Stylus For Deep Groove | Code No: 12AAAL023 | 0
BMTY12AAL030 | Mitutoyo D1.6 Ball Stylus,211 | Code No:12AA6030 | 0
BMTY12AAL034 | Mitutoyo Stylus for Plane Surface,211 | Code No:12AAL034,for RA-2200AS/DS/AH/DH | 0
BMTY12AAL044 | Mitutoyo M2 STY Shank(Standard Groove) | Code No:12AAL044 | 0
BMTY12AAL067 | Mitutoyo Communication CBL for Printer | Code No: 12AAL067 | 0
BMTY12AAL068 | COMMUNICATION CABLE FOR USB | D CAT. - ORDINARY,ACCESS,OTHER | 2
BMTY12AAL068-MA | Mitutoyo USB Connecting Cable | Code No: 12AAL068-MA | 0
BMTY12AAL069 | Mitutoyo Memory card (2GB) | Code No: 12AAL069 | 0
BMTY12AAL069-SW | Mitutoyo SD Card With Software | Code No: 12AAL069-SW | 0
BMTY12AAL272 | Mitutoyo Replacement Battery For SJ210 | Code No: 12AAL272 | 0
BMTY12AAM027 | Mitutoyo Overlay Chart No.11 | Code No: 12AAM027 | 0
BMTY12AAM103 | Mitutoyo Small Hole Arm AB-33 | Code No: 12AAM103 | 0
BMTY12AAM106 | Mitutoyo Small Hole Stylus SPH-43 | Code No: 12AAM106 | 0
BMTY12AAM587 | Mitutoyo Overlay Chart No.11 | Code No:12AAM587 Replace 512066 | 0
BMTY12AAM588 | Mitutoyo Overlay Chart No :12 | (Replacement For Model: 512067) | 0
BMTY12AAM589 | Mitutoyo Overlay Chart | Code No:12AAM589,replace 512068 | 0
BMTY12AAM592 | Mitutoyo Overlay Chart | Code No: 12AAM592 (Old code 512071) | 0
BMTY12AAM594 | Mitutoyo OVERLAY CHARTS NO.18 | Code No:12AAM594 | 0
BMTY12AAM596 | Mitutoyo Overlay Chart No.20. | Code No:12AAM596(512076) | 1
BMTY12AAM597 | Mitutoyo Overlay Chart | Code No:12AAM597 replace 512076 | 0
BMTY12AAN994-MAP | Mitutoyo Roundpak V7.3/E RA-1XX | Code No: 12AAN994-MAP | 0
BMTY12AAP102-MA# | Formtracepak V5.4/E CV | Code No: 12AAP102-MA# | 0
BMTY12AAP102-MAP | Mitutoyo FORMTRACEPAK V5.4/E | Code No:12AAP102-MAP | 0
BMTY12AAP103-MAP | Mitutoyo FORMTRACEPAK V5.4/E SV | Code No:12AAP103-MAP | 0
BMTY12AAQ818-MAP | RoundPak V.7.4/E |  | 0
BMTY12BAA303 | Mitutoyo Extension Cable 40'/1m SJ-210 | Code No:12BAA303 | 0
BMTY12BAA688 | Mitutoyo Battery for SJ301 | Code No: 12BAA688 | 0
BMTY12BAK700 | Mitutoyo Calibration Stage | Code No: 12BAK700 | 0
BMTY12BAK728 | Mitutoyo AC Adaptor For SJ210 | Code No: 12BAK728 | 0
BMTY170-102-12 | Mitutoyo Dial Gage Calibration Tester UD | Code No: 170-102-12 | 0
BMTY172-116 | Mitutoyo Standard scale | Code No: 172-116 | 0
BMTY172-144 | Mitutoyo Rotary Vase | Code No:172-144 | 0
BMTY172-145 | Mituoyo 5X Lens Set for PH-3515F | Code No:172-145 | 0
BMTY172-160-3 | Mitutoyo Color Filter | Code No:172-160-3 | 0
BMTY172-161 | Mitutoyo Reading Scales,300mmx0.5mm | Code No: 172-161 | 0
BMTY172-165 | Mitutoyo 50X Lens Set For PH3515F | Code No: 172-165 | 0
BMTY172-173 | Mitutoyo 20X Projection Lens | Code No: 172-173 | 0
BMTY172-202 | 10X len Profile Projector PJ-A3000series | Code No: 172-202 | 0
BMTY172-203 | Mitutoyo 20X Projection Lens PJ-A3000 | Code No: 172-203 | 1
BMTY172-204 | Mitutoyo 50X Projection Lens | Code No:172-204 | 0
BMTY172-229 | MITUTOYO OBLIQUE REFLECTION MIRROR 10X | Code No: 172-229 | 0
BMTY172-286 | Mitutoyo Green Filter | Code No; 172-286 | 0
BMTY172-295 | Mitutoyo Half Reflection Mirror | Code No: 172-295 | 0
BMTY172-319 | Mitutoyo Canopy | Code No: 172-319 | 0
BMTY172-330 | Mitutoyo Glass Scale 80mm | Code No: 172-330 | 0
BMTY172-378 | Mitutoyo V-Block With Clamp | Code No: 172-378 | 0
BMTY172-403 | Mitutoyo 20X Projection Lens | Code No: 172-403 | 0
BMTY172-404 | Mitutoyo 50X Projection Lens | Code No: 172-404 | 0
BMTY172-473 | Mitutoyo PROJECTION LENS (20X),PJ-H3000 | Code No:172-473 | 0
BMTY172-474 | Mitutoyo PROJECTION LENS (50X),PJ-H3000 | Code No:172-474 | 0
BMTY172-475 | Mitutoyo Projection Lens 100X | Code No: 172-475 | 0
BMTY172-810-10E | Mitutoyo Profile Projectors | Model: PH-A14 Code No: 172-810-10E | 0
BMTY172-810-20E | Mitutoyo Profile Projector | Model: PH-A14, 172-810-20E | 0
BMTY172-868E | Mitutoyo Profile Projector PH-3515F | Code No: 172-868E | 0
BMTY174-173E | Mitutoyo KA-12 Counter | Code No: 174-173E | 0
BMTY174-173F | Mitutoyo KA-12 Counter | Code No: 174-173F | 0
BMTY174-183E | Mitutoyo KA Counter KA-212 | Code No: 174-183E | 0
BMTY176-107 | Mitutoyo Holder With Clamp | Code No: 176-107 | 0
BMTY176-111 | Mitutoyo Concentric Circle | Code No: 176-111 | 0
BMTY176-116 | Mitutoyo 15X Eyepiece for TM505 or TM510 | Code No:176-116 | 0
BMTY176-117 | Mitutoyo 20X Eyepiece For TM505 | Code No: 176-117 | 0
BMTY176-305 | Mitutoyo Rotary stage with knob A | Code No:176-305 | 0
BMTY176-306 | Mitutoyo Rotary stage with knob B | Code No:176-306 | 0
BMTY176-811E | MITUTOYO TM505 ToolMaker Scope | With Out 164-164 Micrometer head | 0
BMTY176-812E | Mitutoyo ToolMaker's Microscope,TM510 + | 164-164,2unit,Gauge block 50-2-BM1/PD | 0
BMTY176-861-10 | Mitutoyo Measuring Microscope | Code No: 176-861-10, MF-A1010D | 0
BMTY178-019 | Mitutoyo PRECISION VISE | Code No:178-019 | 0
BMTY178-039-MAP | Mitutoyo Column Stands/SJ400/SJ401 | Code No:178-039-MAP | 0
BMTY178-042-1 | Mitutoyo DM XY LEVELING TABLE (MM) | Code No:178-042-1 | 0
BMTY178-097 | Y-Axis Table |  | 0
BMTY178-230-2 | MITUTOYO Drive Unit for SJ201/301 | Code No: 178-230-2 | 0
BMTY178-296 | Mitutoyo Low Force Detector SJ210 | Code No: 178-296 | 0
BMTY178-384 | Mitutoyo Extra Hole Detector | Code No: 178-384 | 0
BMTY178-385 | Deep Groove Detector (LOW MEAS) | Code No: 178-385 | 0
BMTY178-388 | Mitutoyo Gear Tooth Surface Detector | Code No: 178-388 | 0
BMTY178-390 | Mitutoyo standard detector for SJ | Code No: BMTY178-390 | 0
BMTY178-392 | Mitutoyo small hole detector(D4.5mm) | Code No: BMTY178-392 | 0
BMTY178-393 | Mitutoyo EX SML hole detector (D2.8mm) | Code No: BMTY178-393 | 1
BMTY178-421MAP | Mitutoyo Printer For SJ | Code No : 178-421 | 0
BMTY178-461E-1 | Mitutoyo Surface Roughness Tester | Model:178-461E-1 | 0
BMTY178-477E-1 | Mitutoyo Surface Roughness Measuring Sys | Model: SV-3100H8/0.75MN MM 178-477E-1 | 0
BMTY178-522-01E | Mitutoyo Surface Roughness Tester | Code No:178-522-01E,Mode:SJ-500 | 0
BMTY178-561-01E | Mitutoyo SJ-210 MM/0.75MN | Code No: BMTY178-561-01E | 1
BMTY178-561-02E | Mitutoyo Roughness Tester,SJ-210 | With HEAVY DUTY 4mN Stylus,178-561-02E | 2
BMTY178-571-01E | Mitutoyo SJ310/0.75MN(INCH) | Surface Roughness Tester 178-571-01E | 0
BMTY178-571-02E | Mitutoyo SJ-310/4MN(IN) | Code No: 178-571-02E | 0
BMTY178-573-01E | Portable Surface Roughness Tester,SJ-310 | 178-573-01E, 0.75MN IN(R-DRIVE Unit) | 0
BMTY178-581-01E | Mitutoyo Surface Roughness Tester | Code No: 178-581-01E,SJ-411/0.75MN INCH | 0
BMTY178-583-01E | Mitutoyo Surface Roughness Tester | Code No: 178-583-01E,SJ-412/0.75MN INCH | 0
BMTY178-601 | Mitutoyo Roughness Specimen (MM) | Code No: 178-601 | 0
BMTY178-602 | Mitutoyo Roughness Specimen | Code No: 178-02 | 0
BMTY178-605 | Mitutoyo Roughness Specimen(MM) | Code No: 178-605 | 0
BMTY178-868E | Mitutoyo Profile Projector | Code No:178-868E | 0
BMTY178-957-03E | Mitutoyo SJ-401/0.75MN(IN/MM),240VAC | Surface Roughness Measuring 178-957-03E | 0
BMTY182-501-60 | Mitutoyo Standard Scale,250mm | Code No: 182-501-60 (HL-250/YJ) | 0
BMTY182-511-10 | Mitutoyo Glass Scale | Code No:182-511-10,Size:50mm | 0
BMTY182-512-10 | Mitutoyo Working Standard Scale | Code No: 182-512-10, 100mmx0.1mm | 0
BMTY182-514-10 | Mitutoyo Working Standard Scale,200mm | Code No: 182-514-10 (HL1-200/D) | 0
BMTY191-234-6 | Mitutoyo CMM Measuring Machine | Code No: 191-234-6 | 0
BMTY191-243 | Mitutoyo CRYSTA-APEX S544 | Code No: 191-243 | 0
BMTY191-244 | Mitutoyo Crysta-Apex S544 | Code No: 191-244 | 0
BMTY191-248 | Mitutoyo Crysta-Apex S574 W/Multi-Wire | Code No: 191-248 | 0
BMTY191-252 | Mitutoyo CRYSTA-Apex S776 | Code No:191-252 | 0
BMTY191-254 | Mitutoyo CRYSTA-APEX S7106 | Code No: 191-254 | 0
BMTY19BAA007 | Mitutoyo Hardness Test Block,700HV0.3 | Code No: 19BAA007 | 0
BMTY19BAA028 | Mitutoyo HARDNESS TEST BLOCK, 32HRB | Code No:19BAA028 | 0
BMTY19BAA034 | Mitutoyo Hardness Test Block 92HRB | Code No:19BAA034 | 0
BMTY19BAA039 | Mitutoyo HARDNESS TEST BLOCK,50HRC | Code No:19BAA039 | 0
BMTY19BAA040 | Mitutoyo Hardness Test Block 60HRC | Code No:19BAA040 | 0
BMTY19BAA058 | Mitutoyo Diamond Indenter (Vicker Type) | Code No: 19BAA058 | 0
BMTY19BAA059 | Mitutoyo Diamond Indenter (Vicker Type) | Code No: 19BAA059 | 0
BMTY19BAA072 | Mitutoyo Diamond Indenter (Rockwell) | Code No: 19BAA072 | 0
BMTY19BAA074 | Mitutoyo 1/16" Steel Ball Indenter | Code No: 19BAA074 | 0
BMTY19BAA075 | Mitutoyo Ball indenter-steel 1/8” | Code No:19BAA075 | 0
BMTY19BAA077 | Mitutoyo 1/2" Steel Ball Indenter | Code No: 19BAA077 | 0
BMTY19BAA083 | Mitutoyo Ball steel 1/8” spare (10pcs/st | Code No:19BAA083 | 0
BMTY19BAA085 | Mitutoyo 1/2" Spare Steel Ball(10PC/ST) | Code No: 19BAA085 | 0
BMTY19BAA265 | Mitutoyo Hardenss Specimen,HLD 800 | Code No: 19BAA265 | 0
BMTY19BAA504 | Mitutoyo 1/8"D CB Tipped Ball Indenter | Code No: 19BAA504 | 0
BMTY19BAA508 | Mitutoyo Carb Tipped Ball Indenter 1/8" | Code No: 19BAA508 | 0
BMTY211-016 | Mitutoyo Precision Reference Ball | Code No: 211-016 | 0
BMTY211-031 | Mitutoyo Micro Chuck | Code No: 211-031 | 0
BMTY211-032 | Mitutoyo Centering Chuck | Code No: 211-032 | 0
BMTY211-511E | Mitutoyo Roundness Tester | Code No: 211-511E, RA-2200AS | 0
BMTY211-512E | Mitutoyo Roundness Tester | Code No:211-512E,RA-2200AH | 0
BMTY211-513E | Mitutoyo Roundtest RA-2200DS (MM) | Code No: 211-513E | 0
BMTY211-546E | Mitutoyo Surface Roughness Tester | Code No: 211-546E,RA-120P | 0
BMTY211-724E | Mitutoyo Roundtest RA-1600M | Code No: 211-724E | 0
BMTY211-733E | Mitutoyo Roundtest RA1600(mm/in) | Code No: 211-733E | 0
BMTY218-001 | Mitutoyo Micro Stage | Code No:218-001 | 0
BMTY218-003 | Mitutoyo VISE | Code No:218-003 | 0
BMTY218-442E | Mitutoyo Contracer | Code No:218-442E,Model:CV-4500H4(MM) | 0
BMTY218-481E | Mitutoyo Contracer | Code No: 218-481E (CV-3200SE(MM) | 0
BMTY218-482E | Mitutoyo Contracer Measurement System | Model: CV-3200H4(MM) 218-482E | 0
BMTY218-633E | Mitutoyo Contracer CV-2100M4(MM) | Code No: 218-633E,X=100mm/Z=40mm | 0
BMTY218-663E | Mitutoyo Contracer | Code No:218-663E,Model:CV-2100M4(MM) | 0
BMTY21CAA003 | Mitutoyo Arm For 513 Series | Code No: 21CAA003 | 0
BMTY264-156E | Mitutoyo QM-DATA200 (ARM TYPE) | Code No:264-156E | 0
BMTY270732 | Mitutoyo Printer Paper for SJ-310 | Code No:270732 | 0
BMTY302-701-1E | Mitutoyo Profile Projector,PJ-A3000 | Code No: 302-701-1E, (X,Y 200x100mm) | 0
BMTY302-703-1E | Mitutoyo Profile Projector | Code No: 302-703-1E, PJ-A3010F-100 | 0
BMTY303-713-1E | Mitutoyo Profile Projector | Code No: 303-713-1E | 0
BMTY303-714-1E | Mitutoyo Profile Projector | Code No: 303-714-1E, PJ-H30A2017B | 0
BMTY303-715-1E | Mitutoyo Profile Projector | Code No: 303-715-1E, PJ-H30A3017B | 0
BMTY303-735-1E | Mitutoyo Profile Projector | Code No: 303-735-1E | 0
BMTY311-215 | Mitutoyo Square Master SL-150 | Code No: 311-215 | 0
BMTY332-151 | Mitutoyo OPTOEYE-200 | Code No: 332-151 | 0
BMTY354882 | Mitutoyo SPH-51,Stylus | Code No: 354882 | 0
BMTY354884 | Mitutoyo Stylus SPH-71 | Code No: 354884 | 0
BMTY359-508-10Y | Mitutoyo CNC Vision Measuring System | Code No: 359-508-10Y, QS250Z | 0
BMTY359-703E | Mitutoyo Manual Vision Measuring System | Code No: 359-703E | 0
BMTY361-841A | 2-D Color Vision Measuring System | Quick Image QI-A2010C 361-841A | 0
BMTY361-842A | 2-D Color Vision Measuring System | Quick Image QI-A2017C 361-842A | 0
BMTY363-109Y | Mitutoyo Quick Vision Active Series | Code No: 363-169Y, QV-L202Z1L-D | 0
BMTY363-110Y | Mitutoyo Smart Scope QV-L404Z1L-D | Code No: 363-110Y | 0
BMTY363-111-1E | Mitutoyo QV Video Measuring | Model; QV-X302P1L-C Code No: 363-111-1E | 0
BMTY368-841A | Mitutoyo 2-D Color Vision Measuring | System Quick Images QI-2010C 364-841A | 0
BMTY375-037-1 | Mitutoyo ML 3X OBJECTIVE LENS/MF | Code No: 375-037-1 | 0
BMTY375-039 | Mitutoyo ML 10X Objective Lens/MF | Code No: 375-039 | 0
BMTY380028 | Mitutoyo POWER SWITCH for PJ300 | Code No:380028 | 0
BMTY383038 | Mitutoyo Bulb 24V 2W,TM500 | Code No: 383038 | 0
BMTY512066 | Mitutoyo Overlay Chart | Code No: 512066 | 0
BMTY512071 | Mitutoyo Overlay Chart No.16 | Code No:512071 | 0
BMTY512075 | Mitutoyo Overlay Chart |  | 0
BMTY515-374 | Mitutoyo Digital Height Master | Code No: 515-374,10<H310mmX0.0001mm) | 0
BMTY515-376 | Mitutoyo Digital Height Master | Code No:515-376,10<H460mmX0.0001mm) | 0
BMTY515-378 | Mitutoyo Digital Height Master | Code No:515-378,10<H610mmX0.0001mm) | 0
BMTY515-520 | Mitutoyo Universal Height Master | Code No: 515-520,5<H<610mmx0.001mm | 0
BMTY515530-L | Mitutoyo PH7158 Lamp 24V 150W | Code No: 515530-L | 0
BMTY515-555 | Mitutoyo Cera Caliper Checker | Code no: 515-555, Range: 300mm | 0
BMTY515-590 | Mitutoyo Bore Gage Zero Checker | Code No:515-590,Range:.7"-16"/18-400mm | 0
BMTY517-101C | Mitutoyo Granite Surface Plate | Code No: 517-101C, 300x300x100mm,Grade-1 | 0
BMTY517-103C | Mitutoyo Granite Surface Plate | Size:GP 600X600X130MM(1) 517-103C | 0
BMTY517-105 | Mitutoyo Surface Granite (W/O Stand) | Code No: 517-105, 750x500x130mm | 0
BMTY517-105C | Mitutoyo Granite Surface Plate | Code No: 517-105C Size: 750X500X130MM(1) | 0
BMTY517-107 | Mitutoyo Surface Granite (W/O Stand) | Code No: 517-107, 1000x750x150mm | 0
BMTY517-107C | Mitutoyo Granite Surface Plate | GP 1000X750X150MM(1) 517-107C | 0
BMTY517-110C | Mitutoyo Granite Surface Plate | GP 2000X1000X250MM(1) 517-110C | 0
BMTY517-114C | Mitutoyo Granite Surface Plate | Code No:517-11C 600x600x130mm | 0
BMTY517-117C | Mitutoyo Granite Surface Plate | Code No:517-117C,2000x2000x350mm | 0
BMTY517-203-2 | Mitutoyo Steel Granite Stand | Code No:517-203-2,Size:600x450x100mm | 0
BMTY517-204-2 | Mitutoyo Steel Stand (600X600X130mm) | Code No: 517-204-2 | 0
BMTY517-206C | Mitutoyo Stand for Granite Surface | Code No: 517-206, 755-775mm*1 (Height) | 0
BMTY517-206R | Mitutoyo Stand for Granite | Code No: 517-206R (With safty frame) | 0
BMTY517-207-2 | Mitutoyo Steel Stand | Code No:517-207-2,1000mmx1000mmx150mm | 0
BMTY517-207-4 | Mitutoyo Granite Surface Plate Stand | Code No:517-207-4,Size:1000x1000x150mm | 0
BMTY517-208CR | Mitutoyo Stand for Granite Plate | Code No:517-208CR,with custor wheels | 0
BMTY517-209-4 | Mitutoyo Steel Stand for Granite Surface | (2000X1000X250MM) Code No: 517-209-4 | 0
BMTY517-209R | Mitutoyo Drop Prevention STD/2000X1000 | Code No: 517-209R (with safty frame) | 0
BMTY517-210-4 | Mitutoyo Stand for Granite Plate | Code No:517-210-4 | 0
BMTY517-210R | Mitutoyo Drop Prevention STD/2000X1500 | Code No: 517-210R | 0
BMTY517-309 | Mitutoyo Granite Surface Plate | Code No:517-309,Size:1000x1000x150mm | 0
BMTY517-310C | Mitutoyo Granite 2000X1000X250MM(0) | Code No: 517-310C | 0
BMTY517-314C | Mitutoyo Black Granite Surface Plate | Code No:517-314C,Size:600x450x100mm | 0
BMTY517-316C | Mitutoyo Granite 2000X1500X300MM(0) | Code No: 517-316C | 0
BMTY517-401C | Mitutoyo Black Granite Surface Plate | Code No:517-401C,Size:300x300x100mm | 0
BMTY517-403C | Mitutoyo Granite Surface Plate | Code No: 517-403C W/O Stand | 0
BMTY517-407 | Mitutoyo Black Granite Surface Plate | Code No: 517-407, 1000x750x150mm | 0
BMTY517-409C | Mitutoyo Black Granite Surface Plate | Code No:517-409C,Size:1000x1000x150mm | 0
BMTY517-413C | Mitutoyo Black Granite Surface Plate | 517-413C,Size:1500x1200x200mm,Grade:00 | 0
BMTY517-414C | Mitutoyo Granite Surface Plate | Code No:517-414C,Size:600x450x100mm | 0
BMTY517584 | Mitutoyo Switch/PJ300 | Code No:517584 | 0
BMTY518-235 | Mitutoyo QM Height mm/inch with Air | Code No: 518-235,0-14"/0-350mm | 0
BMTY518-237 | Mitutoyo QM Height mm/inch with Air | Code No:518-237,Range:0-24"/600mm | 0
BMTY539-111-30 | Mitutoyo Linear Scale AT103-100 | Code No: 539-111-30 | 0
BMTY539-113-30 | Mitutoyo Linear Scale AT103-200 | Code No: 539-113-30 | 0
BMTY539-142-30 | Mitutoyo Linear Scale | Code No:539-142-30 | 0
BMTY539-204-30 | Mitutoyo Linear Scale,AT113-250 | Code No: 539-204-30, | 0
BMTY539-279-30 | Mitutoyo Linear Scale | Code No:539-279-30 | 0
BMTY539-284-30 | Mitutoyo Linear Scale,AT116-750 | Code No: 539-284-30 | 0
BMTY542-162 | Mitutoyo Linear Guage LGF 25mm | Code No: 542-162, 25mmx0.001mm | 0
BMTY544-047 | Mitutoyo LSM-5200/E Compact Display Unit | for Real-time Multi-channel Measurement | 0
BMTY544-072E | Mitutoyo Display Unit LSM6200/English | (mm/in) Code No: 544-072E | 0
BMTY544-533 | Mitutoyo Laser Scan Micometer | Code No: 544-533, LSM-501S/JIS | 0
BMTY544-534 | Mitutoyo Laser Scan Micrometer | Code No: 544-534 (LSM-501S/JIS) | 0
BMTY544-535 | Mitutoyo Laser Scan Micrometer | Code No: 544-535, LSM-503S/JIS | 0
BMTY544-536 | Mitutoyo Laser Scan Micrometer | Code No: 544-536 (LSM-503S/IEC/FDA | 0
BMTY544-537 | Mitutoyo Laser Micrometer | Code No: 544-537, LSM-506S/JIS | 0
BMTY544-540 | Mitutoyo Laser Scan Micrometer | Code No: 544-540 LSM-512S/IEC/FDA | 0
BMTY572-462 | Mitutoyo ABS Digimatic horizontal Linea | Code No: 572-462,0-200mm replace 572-422 | 0
BMTY575-326 | Mitutoyo Linear Gage,LGD-1010L-B | Code No: 575-326 | 0
BMTY579-632 | Mitutoyo Linear Scale | CODE No: 579-632 | 0
BMTY600324 | Mitutoyo Clamp Screw | Code No: 600324 | 0
BMTY602195 | Mitutoyo Collar (D8) | Code No: 602195 | 0
BMTY611675-014 | Gouge Block 50-2-BML/PD | Code No: 611675-014 | 0
BMTY611675-041 | Mitutoyo Gauge Block 50-2-BM1/PD | Code No: BMTY611675-041 | 0
BMTY63TAA002-40M | Mitutoyo MCosmos-2 CNC V4.0 Software | Code No:63TAA002-40MAP | 0
BMTY63TAA002-41M | Mitutoyo MCOSMOS-2 CNC V4.1 | Code No: 63TAA002-41MAP# | 0
BMTY63TAA073-MAP | Mitutoyo Virtual MCOSMOS-2 V4.1 | Code No: 63TAA073-MAP | 0
BMTY64AAA964 | Mitutoyo Calibration set shore A Scales | Code No: BMTY64AAA964 | 0
BMTY64AAB177 | Mitutoyo Measurlink V7.0 Real-Time STD | Code No: 64AAB177 | 0
BMTY651249 | Mitutoyo M2 STY D1R ML712.5 DS0.8SS | Probe,Code No:K651249 | 0
BMTY651257 | Mitutoyo Probe Styli | Code No: K651257 | 0
BMTY66CCA004 | Mitutoyo Calibration CNC CMM 7106 | Code No: 66CCA004 | 0
BMTY66CFA026 | Mitutoyo Calibration RA MAN 100 Series | Code No: 66CFA026 | 0
BMTY66CPA001 | CALIBRATION PROFILE PROJECTOR |  | 0
BMTY66CSA001 | Calibration Laser Scan Micrometer | Code No: 66CSA001 | 0
BMTY66CVA001 | Mitutoyo Calibration ELF | Code No: 66CVA001 | 0
BMTY66CVA022 | Mitutoyo Calibration CNC QS 250Z | Code No: 66CVA022 | 0
BMTY66PAA001-SG | Mitutoyo MCosmos1-T5810XL E5-1603 8GB | 1TB W7 X64,Code No:66PAA001-SG | 0
BMTY66PAA002-SG | Mitutoyo MCMOS2/3-T5810XL E5-1620 16GB | 1TB W7 X64 Code No: 66PAA002-SG | 0
BMTY66PBA001-SG | QVQSPAK-T5810XL E5-1603 8GB 1TB W7 X64 | Code No: 66PBA001-SG | 0
BMTY66PDA001-SG | Mitutoyo Optiplex XE2 MT | Code No: 66PDA001-SG | 0
BMTY66SCE004 | Mitutoyo Installation CNC CMM 7106 | Code No: 66SCE004 | 0
BMTY66SFE023 | Mitutoyo Installation RA MAN 100 | Code No: 66SFE023 | 0
BMTY66SPE001 | INSTALLATION PROFILE PROJECTOR |  | 0
BMTY66SVE002 | Mitutoyo Installation QV 202 | Code No: 66SVE002 | 0
BMTY66SVE014 | Mitutoyo Installation CNC QS 250Z | Code No: 66SVE014 | 0
BMTY66TAA001-OS | Mitutoyo Training GEOPAK | Code No: 66TAA001-OS | 0
BMTY66TAA003-OS | Mitutoyo Training CAT1000S | Code No: 66TAA003-OS | 0
BMTY66TAA004-OS | Mitutoyo Training CAT1000P | Code No: 66TAA004-OS | 0
BMTY66TBA002-OS | Mitutoyo Training QVPAK | Code No: 66TBA002-OS | 0
BMTY66TBA013-OS | Mitutoyo Training QSPAK | Code No: 66TBA013-OS | 0
BMTY66TCA005-OS | Mitutoyo Training Roundpak | Code No: 66TCA005-OS | 0
BMTY810-037 | Mitutoyo Round Table,D180mm | Code No: 810-037 | 0
BMTY810-038 | Mitutoyo Round Table,D250mm | Code No: 810-038 | 0
BMTY810-041 | Mitutoyo V-Anvil,6mm Groove Width | Code No: 810-041 | 0
BMTY810-042 | Mitutoyo V-Anvil,8mm Groove Width | Code No: 810-042 | 0
BMTY810-043 | Mitutoyo Spot Anvil,D12MM | Code No: 810-043 | 0
BMTY810-044 | Mitutoyo Spot Anvil,D5.5MM | Code No: 810-044 | 0
BMTY810-124E | Mitutoyo HM-101 Micro-Vickers | Code No: 810-124E | 0
BMTY810-125 | Mitutoyo HM-102 MICRO-VICKERS | Code No: 810-125 | 0
BMTY810-125E | Mitutoyo HM-102 MICRO-VICKERS | Code No: 810-125 | 0
BMTY810-160E | Mitutoyo Vickers AVK-C0 | Code No: 810-160E | 0
BMTY810-202E | Mitutoyo Rockwell Hardness Tester | Code No: 810-202E, HR-521 | 0
BMTY810-203 | Mitutoyo Rockwell Hardness Tester HR-522 | Code No:810-203 | 0
BMTY810-203E | Mitutoyo Rockwell Hardness Tester | Code No: 810-203E , HR-522 | 0
BMTY810-204E | Mitutoyo Rockwell Hardness Tester | Code No: 810-204E, HR-523 | 0
BMTY810-207E | Mitutoyo Rockwell Hardness Tester | Code No:810-207E | 0
BMTY810-298 | Mitutoyo Portable Hardness Tester | Code No: 810-298 (HH-411/ASTM) | 0
BMTY810-299 | Mitutoyo Hardmatic HH-411/JIS | Code No: 810-299 | 0
BMTY810-400E | Mitutoyo Micro Vickers Hardness Machine | Code No: 810-400E, HM-210 | 0
BMTY810-404E | Mitutoyo Micro Vickers Hardness Testing | Machine Model: HM-210 Code No: 810-404E | 0
BMTY810-409E | Mitutoyo HM-220 System Main Unit | Code No: 810-409E | 0
BMTY810-959 | Mitutoyo Micro Vickers Hardness Tester | Code No: 810-959, HM-103 | 0
BMTY810-959E | Mitutoyo HM-103 MICRO-VICKERS | Code No: 810-959 | 0
BMTY811-013 | Mitutoyo CTS-103/STAND FOR HH300 | Code No: 811-013 | 0
BMTY811-014 | Mitutoyo CTS-104/Stand For HH300 Series | Code No: 811-014 | 0
BMTY811-330 | Mitutoyo HH-330 | Code No: 811-330 HH-330 | 0
BMTY811-330-10 | Mitutoyo Digital Hardmatic Durometer | HH-330 811-330-10 | 0
BMTY811-331 | Mitutoyo Analog Durometer (Long) | Code No: 811-331 Model: HH-331 | 0
BMTY811-332-10 | Mitutoyo Hardmatic HH-300 | Code No:811-332-10,Shore A | 0
BMTY811-334-10 | Mitutoyo Hardmatic HH-300 | Code No:811-334-10,Shore D | 0
BMTY811-335 | Mitutoyo HH-335 Anolog Durometer | Code No:811-335, (Shore A) | 0
BMTY811-335-10 | MITUTOYO HARDMATIC HH-335 | Code No: 811-335-10 | 0
BMTY811-336 | Mitutoyo Hardness Testing Machines | Code No: 811-336 | 0
BMTY811-336-01 | Mitutoyo HH-336-01 | Code No: 811-336-01 | 0
BMTY811-336-10 | Mitutoyo Digimatic Durometer,Shore A | Code No:811-336-10 replaced 811-336 | 0
BMTY811-336-11 | Mitutoyo Digital Durometer,Shore A | Code No: 811-336-11,10-90x0.5mm | 0
BMTY811-337 | Mitutoyo HH-337 Analog Durometer | Code No: 811-337 (Shore D) | 0
BMTY811-338 | Mitutoyo HH-338 Digital Durometer | Code No: 811-338 (Shore D) | 0
BMTY811-338-01 | Mitutoyo HH-338-01 | Code No: 811-338-01 | 0
BMTY811-338-10 | Mitutoyo Digital Hardmatic Durometer | HH-338 811-338-10 | 0
BMTY811-338-11 | Mitutoyo Digimatic Durometer | Code NO:811-338-11,Model:HH-338-01 | 0
BMTY901387 | Mitutoyo Air Dryer IDFA3E-23-T1J734 | Code No:901387 | 0
BMTY932695 | Mitutoyo Stylus SP-13 | Code No:932695 | 0
BMTY935110 | Mitutoyo Arm AB-11 | Code No:935110 | 0
BMTY940286 | Mitutoyo V-Groove Box (2Pcs/Set) | Code No: 940286 | 0
BMTY957261 | Mitutoyo D2mm Ball Stylus For LH518 | Code No: 957261 | 0
BMTY957262 | Mitutoyo ø3mm Ball Stylus For LH,518 | Code No: 957262 | 0
BMTY957263 | Mitutoyo D4mm Ball Stylus For LH518 | Code No: 957263 | 0
BMTY957264 | Mitutoyo Disk Stylus | Code No: 957264 | 0
BMTY957265 | Mitutoyo Disk Stylus | Code No: 957265 | 0
BMTY963-210-30 | Rockwell Hardness Testing Machine | Code No: 963-210-30 | 0
BMTY963-220-30E | Mitutoyo Hardness Tester HR-210MR | Code No: 963-220-30E | 1
BMTY963-231-30E | Rockwell Hardness Testing Machine | Code No: 963-231-30E | 0
BMTY963-240-30E | Rockwell Hardness Testing Machine | Code No: 963-240-30E | 0
BMTY963-241-30E | Mitutoyo Hardness Tester HR-430MS | Code No: 963-241-30E | 0
BMTY967-201-10 | Mitutoyo Bench Center | Code No:967-201-10 | 0
BMTY996542 | Mitutoyo SPH-13, STYLUS | Code No: 996542 | 0
BMTY997090 | Mitutoyo Magnification Calibration Kit | Code No: 997090 | 0
BMTY998382 | Mitutoyo Origin Point Ball/RA | Code No: 998382 | 0
BMTY998862 | Mitutoyo Pin Gauge and Holder (mm) | Code No: 998862 | 0
BMTY99CMM001 | Mitutoyo Master Ball ST-505950/502960 | for CMM Machine 99CMM001, dia 20mm | 0
BMTYA/1207/0010 | Mitutoyo TP200 STD Force Stylus Module | Code No: A/1207/0010 | 0
BMTYA/5003/2300 | Mitutoyo S20 M2 Stylus Tool CF Range | Code No: A/5003/2300 | 0
BMTYA/5003/4697 | Mitutoyo M2 ACC KNUCKLE L13.5 | Code No: A/5003/4697 | 0
BMTYCOMP-SPEAK | Mitutoyo Computer Speak | Code No:COMP-SPEAK | 0
BMTYCVD2000UPS | Mitutoyo Voltage Stabilizier 2KVA + UPS | Code No: CVD2000UPS | 0
BMTYCVD2000UPSCM | Mitutoyo Voltage Stabilizer 2K VA + UPS | Code No: CVD2000UPS-CMM | 0
BMTYDELL-9020MT | Mitutoyo PC For Mcomos-1,form,AVPAK-20 | Code No: DELL-9020MT-W7-32 | 0
BMTYK551033 | Mitutoyo Base Plate 500mmx400mmm | Code No:K551033 | 0
BMTYK551049 | Mitutoyo ECO-FIX KIT L | Code No: K551049 | 0
BMTYK650451 | Mitutoyo 5 Way Stylus L20 ML7.2SS | Code No: K650451 | 0
BMTYK651012 | Mitutoyo M2 STY D1R L10 ML4.5SS | Code No: K651012 | 0
BMTYK651014 | Mitutoyo M2 STY D2R L10 ML6 DS1SS | Code No: K651014 | 0
BMTYK651019 | Mitutoyo M2 STY D12 L20 ML14SS Probe | Code No:K651019 | 0
BMTYK651021 | Mitutoyo M2 STY D3 L20 ML117.5SS Probe | Code No:K651021 | 0
BMTYK651038 | Mitutoyo M2 EXT L10 D3SS Probe | Code No:K651038 | 0
BMTYK651039 | Mitutoyo M2 EXT L20 D3SS Probe | Code No:K651039 | 0
BMTYK651058 | Mitutoyo 5-WAY STY HOLDER M2 L7.5 ML6SS | Probe,Code No:K651058 | 0
BMTYK651248 | Mitutoyo M2 STY D1R ML7 DS0.7TC Probe | Code No:K651248 | 0
BMTYK651249 | Mitutoyo Probe Styli | Code No: K651249 | 0
BMTYK651257 | Mitutoyo Probe Styli | Code No: K651257 | 0
BMTYK651276 | Mitutoyo M2 STY D0.5R L10 ML4 DS.7TC | Code No: K651276 | 0
BMTYK651350 | Mitutoyo STY Extension CRP M2 L40 | Code No: K651350 | 0
BMTYPH10MQ-PLUS- | Mitutoyo PH10MQ Plus W/TP200 | Code No: PH10MQ-PLUS-TP200 | 0
BMTYPRINT-0006 | Mitutoyo HP Colour Printer | Code No: PRINT-0006 | 0
BMTYTABLE-0001 | Mitutoyo Computer Table | Code No: TABLE-0001 | 0
BMTYTABLE-0002 | Mitutoyo Machine Table 165x71x68cm |  | 0
BMTYTABLE-0005 | Mitutoyo PROFILE TABLE-PJ(750X650X750) | Code No:TABLE-0005 | 0
BMTYTABLE-004 | Mitutoyo Profile Table-PH | (650x1100x530mm) | 0
BMTYT-OPT-PP | TRAINING PROFILE PROJECTOR |  | 0
BMTYT-OPT-QMDATA | TRAINING QM DATA |  | 0
BMYT303-714-1E | Mitutoyo Porfile Projector | Code No: 303-714-1E, PJ-H30A2017B | 0
BNCBNCCAB | BNC TO BNC Cable |  | 1
BNCBNCCABLE3M | BNC TO BNC CABLE(3 meter) | Code No: BNCBNCCABLE3M | 0
BNCRCACAB | BNC TO RCA CABLE |  | 0
BNCRCACON | BNC-RCA CONNECTOR |  | 0
BNCTORCACABLE2M | BNC TO RCA CABLE(2M) | Code No: BNCTORCACABLE2M | 0
BND#F6010 | Thermo 14L furnace | Code No: BND#F601 | 0
BOFA300E | SOLDER FUME EXTRACTION |  | 0
BOOSTERLENS | BOOSTER FOR 10X MAGNIFIER | LAMP/2X LENSE | 0
BOSCOM-B800 | Boscom Analog Automatic Glue Dispenser | Model:B-800 | 0
BOWERELH0017 | Bowers Measuring Head 18-21mm | Model: ELH0017 | 0
BR501 | APEL BILIRUBIN BR501 |  | 0
BRACKET | MAGNIFIER BRACKET |  | 0
BRADJAAKY3021 | "Electronic Intensity Controller | Brightness Ajustment switches-AAKY3021" | 0
BRADJF3120CG | "Electronic Intensity Controller | Brightness Ajustment switches,F3120CG" | 0
BRAKET15X44X66 | 15MM X 44MM X 66MM BRAKET |  | 0
BRIGHTADJSWT | BRIGHTNESS ADJUSTMENT SWITCHES |  | 0
BRINNELMIC20X | King Deep Brinnel Microscope 20x |  | 0
BROWNMAGKNOB | BROWN MAGNIFIER KNOB |  | 0
BSWC+TOWERLIGHT | BSWC WITH RELAY OUTPUT AND 3 COLOUR | TOWER LIGHT | 0
BSWC15K+3MRS232 | BSWC15 Indicator W/3Meter RS232 |  | 0
BTG150CN-S | Tohnichi Torque Gauge | Model: BTG150CN-S,20~150 cN.m | 0
BTG60CN-S | Tohnichi Torque Gauge | Model: BTG60CN-S (6~60cNm) | 0
BTG90CN-S | Tohnichi Torque Gauge | Model: BTG90CN-S, 10-90cNm | 0
BULB STARTER | BULB STARTER FG-7E |  | 0
BULBY103 | bulb for Y103 |  | 0
BUMISHELLABL15-2 | BOD Incubator-Low Temp Thermostat | Brand:Shellab/USA Model: L15-2 | 0
BURETTEAUTOMATIC | Burette,Automatic,Teflon cock W/Rubber | bulb | 0
BURSENBURNER | BURSEN BRNER |  | 0
BUTTONARF | Button Set (10 sets) |  | 0
BW120H | NAGATA BW-120H 200KGX0.1KG |  | 0
BW12KH | Precision Platform Balances 12kg x 0.1g | with internal weight BW12KH | 0
BW22KH | Precision Platform Balances 22kg x 0.1g | with internal weight BW22KH | 0
BW32KH | Precision Platform Balances 32kg x 0.1g | with internal weight BW32KH | 0
BW32KS | Precision Platform Balances 32kg x 1g | with internal weight BW32KS | 0
BW52KS | Precision Platform Balances 52kg x 1g | with internal weight BW52KS | 0
BX12KH | Precision Platform Balances 12kg x 0.1g | Brand:Shimadzu Model:BX-12KH | 0
BX22KH | Precision Platform Balances 22kg x 0.1g | BX22KH | 0
BX300 | Top-Loading Balances 300gx0.001g | BX300 | 0
BX3000 | Top-Loading Balances 3000gx0.01g | BX3000 | 0
BX32KH | Precision Platform Balances 32kg x 0.1g | BX32KH | 0
BX32KS | Precision Platform Balances 32kg x 1g | BX32KS | 0
BX4200H | Top-Loading Balances 4.2kgx0.01g | BX4200H | 0
BX420H | Top-Loading Balances | BX420H | 0
BX43F | Olympus Microscope | Model: BX43F | 0
BX52KS | Precision Platform Balances 52kg x 1g | BX52KS | 0
BX6000 | Top-Loading Balances 6000gx0.1g | BX6000 | 0
C61 | Miwaukee Conductivity meter | Model: C61 | 0
C65 | Milwaukee Conductivity Tester | Model: C65 | 0
CA278PDL2PIN | Fluorescent Ring Light Bulb | Model:CA278PDL 2PIN | 2
CA2PDL | Fluorescent Ring Light Bulb | Model:CA2PDL-2Pins (CA2-92PDL) | 3
CA80BDL | Fluorescent Ring Light Bulb | Model: CA80BDL 4Pins,Ext:80mm Int:60mm | 15
CA80BWW | FLUORESCENT RING LIGHT BULB | CA80BWW 4 PINS | 116
CA92BDL | Fluorescent Ring Light Bulb | Model: CA92BDL, 4Pins,Ext:90mm Int:70mm | 0
CA92BWW | Fluorescent Ring Light Bulb | Model: CA92BWW 4 PINS | 18
CA92LIGHTSETM | CA92BDL lighting set(MODIFY) |  | 0
CABLE12V2MXB2 | 2M Extension Cable 12V connect | XB-2 | 0
CABLE24V2MFXB2 | 2M Extension Cable 24V Connect | FXB-2 | 0
CABLEIMPACTD | Cable with LEMO for Impact Device Type D |  | 0
CABLEPRR6500TD | PRR-6500-TD cable |  | 1
CALGLASSSCALE | CALIBRATION OF GLASS SCALE | CERTIFICATE. | 0
CALGSCALE400MM | CALIBRATION GLASS SCALE 400MM |  | 0
CAMERA635 | 635 CCD COLOR CAMERA |  | 0
CAMERACMOUNT | Adaptor C-mount for Cooplix 45 | for std CCD camera mounting | 0
CAMERAMLCDLB | CAMERA FOR MLCD-LB |  | 0
CANONCT20TIMER | CANON CT20 TIMER |  | 0
CAPTURECARD | Kworld Plus TV Analog PCI | Code:VS-TV-Tuner Card | 0
CARBON FILTER | CARBON FILTER |  | 0
CAST IRON500GMS | M2 Cast Iron 500Gms |  | 0
CASTIRON0.5KG | M2 Cast Iron 0.5Kg (500g) |  | 0
CASTIRON10KGM2 | M2 Cast Iron 10Kg |  | 2
CASTIRON1KG | M2 Cast Iron 1Kg |  | 0
CASTIRON20KGM2 | M2 Cast Iron 20kg |  | 5
CASTIRON2KG | M2 Cast Iron 2Kg |  | 0
CASTIRON5KG | M2 Cast Iron 5Kg |  | 0
CB1915 | WATER BATH |  | 0
CB-203 | Imada Cable CB-203 |  | 0
CBE9005 | CBE9005 FOLDER WITH STICK |  | 0
CCD0.3XRMZ | 0.3X CCD COUPLING FOR RMZ |  | 0
CCDCAMERA | CCD CAMERA 1/3" PAL COLOR | Model; CCDCAMERA | 1
CCDFORRFM1510E | CCD CAMERA FOR RFM1510E |  | 0
CCTPOCKETSCALE | CCT Pocket Scale | Cap:500gx0.01g | 0
CCTVLENS | CCDTV & Video lens |  | 1
CD610 | TDS tester with ATC, range:0-10000ppm | Brand: Milwaukee Model: CD610 | 0
CDX-UC-02 | DAXOR HEAVY DUTY UNIVERSAL CLAMP | MAGNIFYING LAMP | 0
CEDARCD100MM | Cedar Digital Torque Meter | Model: CD-100M | 0
CEDARCD-10M | Cedar Digital Torque Meter (Japan) | Model: CD-10M 0.10~10 kgf.cm | 0
CEDAROIL25ML | CEDAR WOOD OIL 25ML |  | 0
CEN325SOUNDFILT | Black Filter sponge for CENTER 325 |  | 0
CENTECZOOMLEN | CENTER TECHNIC ZOOM LENS |  | 0
CENTER |  |  | 0
CENTER 330 | Anemometer | Brand: Center Model: 330 | 0
CENTER110 | Autoranging Digital Multimeter | Brand: Center Model: 110 | 0
CENTER120 | Autoranging Digital Multimeter w/RS-232 | Brand: Center Model: 120 | 0
CENTER122 | Digital Multimeter(Datalogger,TRUE RMS) | Brand: Center Model: 122 | 0
CENTER200 | Mini AC Clamp Meter | Model:CENTER 200 | 0
CENTER202 | Mini AC Digital Clamp Meter | Brand: Center Model: 202 | 1
CENTER210 | Big AC Autoranging Clamp Meter | Brand: Center Model: 210 | 0
CENTER211 | Big AC Autoranging Clamp Meter | w/True RMS Model: 211 | 0
CENTER212 | Big AC/DC Autoranging Clamp Meter w/TruS | Brand: Center Model: 212 | 0
CENTER220 | Mini Current Clamp Meter | Brand: Center Model: 220 | 0
CENTER232 | AC/DC Digital WATT Clamp Meter | (Trus RMS) Brand: Center Model: 232 | 0
CENTER300 | CENTER Type K Digital Thermometer | Model: 300 + TPK01 (1Pcs) | 2
CENTER301 | Type K Digital Thermometer | Model: 301 + TPK01 (2Pcs) | 1
CENTER302 | Type K J Thermometer+RS-232 | interface In 1 channel, no software | 0
CENTER303 | Type K,Digital Thermometer with RS-232 | Interface, Model: 303 | 0
CENTER304 | Center Dgt Thermometer | Model: 304 Optional RS232/Software | 0
CENTER305 | Center Thermometer c/w probe | Model: 305 | 0
CENTER306 | Type K Thermometer +RS-232 | interfaceDatalogger(2 channel+softwa) | 0
CENTER307 | Economical Single Input Type-K | Thermal Couple. -200 to + 1370°C (0.1'C) | 0
CENTER308 | Type K Thermometer(In 2 channels) | Brand: Center Model: 308 | 0
CENTER309 | Type K Thermometer +RS232+ | backlight Datalogger(4ch'nel w/softw) | 0
CENTER31 | CENTER Hygro Thermometer(with alarm) | Model:CENTER31 | 0
CENTER310 | Humidity Temperature Meter | Brand: Center Model: 310 | 0
CENTER311 | Humidity Temperature Meter | Brand: Center Model: 311 | 0
CENTER313 | Humidity & TempMeter +RS-232 | & DATA Logger(I1 channel+software) | 0
CENTER314 | Datalogger Temperature & Humidity | Brand: Center Model: 314 | 0
CENTER315 | Humidity & Temperature Meter | Brand: Center Model: 315 | 0
CENTER318 | Center Humidity Temperature Meter | Model: 318,Data Logger Hygro Thermometer | 0
CENTER320 | Sound Level Meter | Brand: Center Model: 320 | 0
CENTER321 | CENTER Sound Level Meter | Model: 321 | 0
CENTER322 | Sound Level Meter+RS232 | interface/logger Bargraph/Software/LED | 0
CENTER325 | Sound Level Meter | Brand: Center Model: 325 | 1
CENTER326 | Sound Level Calibrator | Brand: Center Model: 326 | 0
CENTER327 | Center Sound Lever Calibrator,327 | *94dB Sound Calibrator at 125Hz & 250Hz | 0
CENTER337 | Light Meter | Brand: Center Model: 337 | 2
CENTER340 | Thermo Recorder (without software) | Brand:CENTER Model: 340 | 1
CENTER342 | Temperature Humidity Recorde | Brand: Center Model: 342 | 0
CENTER345 | Com'tion Base +Testlink | SE340+RS232 Inter/f cable(for Cen340) | 0
CENTER345(340) | Thermo Recorder + Docking Station | Brand: Center Model: 345+340 | 1
CENTER345(342) | Temp Humidity Recorder(Datalogger) | With Communication Base (PC Interface) | 1
CENTER350 | Digital Infrared Laser Thermometer | Brand: Center Model: 350 | 3
CENTER352 | Center Infrared Thermometer | Model: 352 -20~500°C/-4~932°F | 0
CENTER358 | Infrared LED | Thermometer w/clamshell packaging | 0
CENTER360 | Large Size Autoranging Insulation | Tester,Brand:CENTER,Model:CENTER 360 | 0
CENTER370 | RTD Thermometer with TP-R01 Probe | Brand: Center Model: 370 | 0
CENTER378 | CENTER Digital Thermometer K,J,ET Type | Model:CENTER378 | 0
CENTER383 | Center Refrigerant Leakage Detector | Code No:CENTER383 | 0
CENTER390 | Sound Level Meter w/manual data store, | USB interface, Bargraph, Data Logger, St | 0
CENTEREYEBIO | CENTERING EYEPIECE FOR BIOLOGICAL | MICROSCOPE | 0
CENTERTPK01 | CENTER TPK-01 Bead Probe | Range:-50°C~200°C / -58°F~392°F | 0
CENTERTPK02 | CENTER Immersion Probe | Model: TPK-02, -50°C~700°C | 1
CENTERTPK03 | CENTER Surface Probe | Model: TPK-03 | 1
CENTERTPK04 | CENTER Piercing Probe | Model: TPK-04 | 1
CENTERTPK05 | CENTER Surface Probe,TPK-05 | -50°C~400°C / -58°F~752°F | 2
CENTERTPK06 | CENTER TPK-06 Air & Gas Probe | -50°C ~ 800°C / 58°F ~ 1472°F | 1
CENTERTPL06 | Center Multimeter Cable | Code No: CENTERTPL06 | 0
CERAHBHOLDER | CERAMIC HOLDER FOR HALOGEN BULB |  | 0
CFRTD | Digital Counting Indicator with printer | Brand: Nagata Model: CFR-TD | 0
CFR-TE | Nagata Indicator with Printer | Dot Matrix Printer Model: CFR-TE | 0
CFRTE | CFR-TE |  | 0
CHART PAPER | OEM Chart Paper for SATO Recorder(7days | 7210-62 :-10 to 50deg C,55Sheets/box | 0
CHARTPAPERNS11-Q | SATO Original Chart Paper 7Days | Range:-10 to +50Deg C 55/Sheet/Box | 0
CHEMOP35408-10 | Cole-Parmer Meter,CON 610 W/K=1.0 Probe | Cat No: P-35408-10 | 0
CHN200MM | "CHINA" Digital Caliper | Size: 200mm | 0
CHUOOB-20X163MM | Chuo 20x Objective Lens |  | 1
CHUTSC | CHUO SCOPE TS-C/TS-P(2)/OC-10 |  | 0
CHUTSC1205 | BRAND : CHUO | MODEL: TS-C-1-20-5 | 0
CHUTSL1205 | BRAND : CHUO | MODEL: TS-L-1-20-5 | 0
CIN150 | Constance Cool Incubator | Model: CIN150 (Int.Size:450x500x650mm) | 0
CIRCULAR TUBE | PHILIP CIRCULAR TUBE |  | 0
CIRCULAR TUBE22W | PHILIP CIRCULAR TUBE 22W |  | 0
CK20050A | Precision Abrasive Cutting Machine |  | 0
CK200A | Top Tech Altocut-Cutting Machine | Model: CK200A, 35mm-1HP | 0
CL40 | Top Tech Cutting Machine,CL40 | Low Speed Precision | 0
CLEANINGKIT | Scope cleaning kit | Code No: CLEANINGKIT | 0
CMM554C | CMM-554C |  | 0
CMMCALGAUGE100MM | 100mm Calibration gauge |  | 1
CMMCALGAUGE150MM | 150 Calibration gauge |  | 1
CMMCALGAUGE200MM | 200mm Calibration gauge |  | 1
CMMCALGAUGE300MM | 300mm Calibration gauge |  | 1
CMMCALGAUGE400MM | 400mm Calibration gauge |  | 1
CMMCALGAUGE500MM | 500mm Calibration gauge |  | 1
CMMCALGAUGE600MM | 600mm Calibration gauge |  | 1
CMMCALGAUGESHELF | Calibration gauge Shelf |  | 1
CMMCALLEV630X100 | Granite? 630*100*35mm, Level S |  | 1
CMMCALSQ400X400 | Granite? 400*400mm, Square Sca |  | 1
CMOUNTADJ | Adjustable C-mount |  | 0
CMOUNTCONVERTER | Couping to convert Cmount-cameraeyepiee | Item no: CMOUNTCONVERTER | 0
CMOUNTCOUPADJ | C-mount Coupling with Adjustab |  | 0
CMOUNTRING30MM | 30mm Cmount Ring |  | 0
CMR956W | CMR-956-W(for light) and PS-12 | (for Adapter) | 0
CMR968+ADAPTOR | LED CMR 968 PLUS VARIABLE INTENSITY | POWER SUPPLY | 0
CMR968W | LED light CMR-968-W + Adaptor(PS-1206) |  | 0
CMR-I968W | LED SCOPE LIGHT-968(MODEL :CMR-I968W) |  | 0
CMT20P/R | Dacell Sensor | Model: CMT20P/R | 0
COINSCALE | Elaine Coin Counting Scale |  | 0
COINSCALESORTER | COIN COUNTING MACHINE WITH SOR |  | 0
COM CABLE 10M | COMPUTER INTERFACE 10METER |  | 0
CONDENLENSY103 | conderser lens for Y103 |  | 0
CONDLENSM3G4 | ML-30 condensing lens for M3G4-1000s |  | 0
CONEADAP010049 | Shimpo Cone Adapter Code: 010049 |  | 0
COOL4RMZTCOUPLER | Digital Camera 4500 Coupling | for RMZ series (T) | 0
COOL5600COUPLER | CAMERA COUPLING FOR COOPLIX 56 |  | 0
COOLERMASTER460W | Cooler Master 460 Watt | 115/230V 10/6A | 0
COOLP1COUPLEY100 | Coupling for Digital camera ni | P1 attach to AY100 scope | 0
COOLP1EYEADAP | Camera adapter for Coolpix P1 | SSZ eyepiece | 0
COOLPIX4500 | NIKON COOLPIX 4500 |  | 0
COOLPIXEYEADAP | Nikon Coolpix camera eyepiece | for 30mm diameter | 0
COPMEMERTUFB400 | MEMERT Universal Oven | Model: UFB-400 | 0
COPMEMERTWNB-14 | MEMERT WaterBath | Model: WNB-14 | 0
COUPLINGAUXLEN | Auxiliary Len coupling | Code No: COUPLINGAUXLEN | 0
CPJ3025CZ | CPJ3025CZ turret profile projector with | 10x 20x 50x lens ,150x250mm stage | 0
CPUARF | CPU Board |  | 0
CROSSHAIRDBL | CROSS HAIR GENERATOR DOUBLE LI |  | 0
CROSSHAIRSINGLE | CROSS HAIR GENERATOR SINGLE LINE |  | 0
CS52 | H NEW POCKET BALANCE CS52 | 500G X 0.1G | 0
CS6000DRO | D.R.O CS6000 |  | 0
CS6000KEYPAD | ARCS Membrane Keypad Module for | CS6000 | 1
CS963KG | CS96, KITCHEN SCALE 3KG X 1G |  | 0
CT0006600 | Velp Antifoam S - 1000 pcs/box | Code No: CT0006600 | 0
CT0006650 | VELP Catalyst Tablets CM - 1000 pcs/box | Cat No:CT0006650 | 0
CT180B | Dehumidifier 18L/DAY | Brand: Constance Model: CT180B | 0
CT180HUMISENSOR | Humidity sensor for CT180 |  | 0
CT180TEMPSENSOR | Temperature .sensor for CT180 |  | 0
CT300E | Dehumidifier 30L/Day | Brand; Constance Model: CT300E | 0
CT300HUMISENSOR | Refrigeration Humidity Sensor for CT300 | Code No: CT300HUMISENSOR | 1
CT300TEMPSENSOR | temp.sensor for CT300 |  | 0
CT500E | Constance Dehumidifier 50L/Day | Model: CT500E | 0
CT500HUMSENSOR | HUMIDIFY SENSOR FOR CT-500 | Code No: CT500HUMSENSOR | 0
CTAE131635X | Project Bulb 24V 250W (ELC 5H) | Part No: 13163-5X | 0
CTAE774824V250W | Project Bulb 24V 250W (EHJ) | Part No: 7748 | 0
CTAEAUTONICS | Autonics S2SRN-L3AGAD | 22/25MM 24AC/DC ON/OFF Selector Switch | 0
CTLBOARDRFM1510E | Control Board for countour and surface | Lighting for RFM1510E (KIM1510E) | 0
CTR30TD | Nagata Digital Counting scale with | Thermal Line Printer CTR-30TD | 0
CTRLPANELVC6020 | CONTROL PANEL FOR OVEN VC 6020 |  | 0
CTR-TD I/C | Replace of I/C with New Software |  | 0
CUST A/SCOPE | customise & modify rack & pinion for | angle scope | 0
CUSTFLEXIBLEARM | CUSTOMIZE FLEXIBLE ARM |  | 0
CUTTER | HAND MALLET CUTTER ASTM D638-1V |  | 0
CUTTERAL20020 | AlO2 cut-off wheel OD200xID31. | TH1.5mm. Cutting soft & medium | 0
CUTTERAL20050 | AlO2 cut-off wheel OD200xID31. | TH1.5 mm. Cutting high hardness | 0
CX21 | CX21 Microscope (BIM-SET) |  | 0
D/KITFOR-AUX | Density Kit for AUX |  | 0
D/KITFOR-ELB/AY | Density Kit for ELB/AY |  | 0
D/KitforUX | Density Kit For UX |  | 0
D/KitforUX BIG | Density Kit For UX Large |  | 0
D01454031 | PT-NI (5mg) WIRE | D01454031 | 0
D3200144001 | PANEL SWITCH | D3200144001 | 0
D3200157602 | cable of EP-50 |  | 0
D32003692 | AC ADEPTER FOR EP60 | D32003692 | 0
D3210157602 | CABLE | D3210157602 | 0
D3211020301 | LEVEL GAUGE | D3211020301 | 0
D3212385 | SHEET PANEL UX | D3212385 | 0
D3213111304 | BALANCE WEIGHT | D3213111304 | 0
D3213113306 | BALANCE WEIGHT | D3213113306 | 0
D3213460403 | FULCRUM SPRING | D3213460403 | 0
D3213460411 | FULCRUM SPRING | D3213460411 | 0
D3213460511 | FULCRUM SPRING | D3213460511 | 0
D3214116710 | ELB RS232 CONNECTOR |  | 1
D32141205 | RING ANTI INTRUSION, AEG | D32141205 | 0
D3214141810 |  | D3214141810 | 0
D3215074601 | CUSHIOUN (L=4) | D3215074601 | 0
D3215150315 | D3215150315 |  | 0
D3215151703 | THREAD BAR | D3215151703 | 0
D3215155201 | CAP PAN SUPPORTER | D3215155201 | 0
D3215155202 | D3215155202 |  | 0
D32151555 | PAN ASSEMBLY LARGE | D32151555 | 0
D32151556 | Pan Assembly(small) |  | 0
D3215198307 | D3215198307 |  | 0
D3215198308 | PARALLEL GUIDE B | D3215198308 | 1
D32152583 | DSP Panel | Model: D32152583 | 0
D3215312803 | Level |  | 0
D3215338201 | AKB-301 | D3215338201 | 0
D3215353030 | FOOT WHEEL ASSY | D3215353030 | 0
D3215353101 | D3215353101 |  | 0
D3215354601 | DRIVE CASE | D3215354601 | 0
D3215354602 | DRIVE CASE | D3215354602 | 0
D3215360001 | RDB-201 | D3215360001 | 0
D3215370005 | D3215370005 |  | 0
D3215370007 | D3215370007 |  | 0
D3215370008 | D3215370008 |  | 0
D3215390801 | Shimdzu BL pan supporter(large) | D3215390801 | 0
D3215390811 | Pan SUPPORT BIG, FOR BL620S | Code No: D3215390811 | 0
D32153910 | MAGNET ASSEMBLY | D32153910 | 0
D321-53911 | BL SERIES TRAY CATCH STAND ASSEMBELY |  | 0
D32153911 | Shimadzu Tray Catch Stand Assy BL62S | Model: D32153911 | 0
D32153912 | BL INTERNAL COIL | D32153912 | 0
D3215393301 | SPACER | D3215393301 | 0
D3215393401 | D3215393401 |  | 1
D3215393402 | D3215393402 |  | 0
D3215393506 | D3215393506 |  | 0
D3215393509 | D3215393509 |  | 0
D3215473303 | CENTRE OF GRAVITY, L=6 | D3215473303 | 0
D32154735 | Shimadzu Temp Sensor Assy | Code No: D32154735 | 0
D3215474402 | Spring Support | Code No: D321-54744-02 | 2
D3215474404 | SPRING SUPPORT | D3215474404 (NEW CODE =D3215474474) | 1
D3215474406 | D3215474406 |  | 0
D3215474474 | SPRING FORCE POINT(OLD CODE-D3215474404) |  | 0
D3215474502 | Force point spring (old) | Code No: D321-54745-02 | 1
D3215474504 | D3215474504 |  | 1
D3215474506 | D3215474506 |  | 0
D32155222 | MAGNET ASSY BX |  | 0
D3215524403 | AX,AW |  | 0
D3215524404 | D3215524404 |  | 0
D32155722 | BX PHOTOSENSOR | D32155722 | 0
D3216023401 | D3216023401 |  | 0
D32160235 | D32160235 |  | 0
D3216023501 | BOARD ASSY,POWER FOR AY220 | Code No: D3216023501 | 0
D32160444 | Side glass left assy | Code NO: D32160444 | 0
D32160445 | Side glass right assy | Code No: D32160445 | 0
D32160447 | OPERATION BOTTOM | D32160447 | 0
D32160453 | PAN (PRESS) | D32160453 | 0
D32160459 | PAN SUPPORTER ASSY | D32160459 | 0
D32160468 | ROOF GLASS ASSY | D32160468 | 0
D3216046890 | Shimadzu Roof glass assy | Cat No:D3216046890 | 0
D3216052101 |  | D3216052101 | 0
D3216052201 | SPACER, 4-CORNER T=0.1 | D3216052201 | 0
D3216052202 | SPACER, 4-CORNER T=0.2 | D3216052202 | 0
D32160535 | Front glass assy | Code No: D32160535 | 0
D3216055001 | Shimadzu SMK401 Measurement Kit | Part No: D321-60550-01 | 0
D3216057501 | WIND BREAK SET | D3216057501 | 0
D3216065205 |  | D3216065205 | 0
D3216066602 | BOARD ASSY | D3216066602 | 0
D3216066603 | D3216066603 |  | 0
D3216111106 | Shimadzu Ink Ribbon Catridge(5pcs) | for EP-80,Ident No:D3216111106 | 0
D32161226 | PROTECTIVE COVER |  | 0
D321-61227 | Protective cover (5pcs) | Code No: D321-61227 | 0
D321-61228 | All-surface Protective Cover,BX/UX |  | 0
D321616226 | COVER BL, 5 SET | D321616226 | 0
D3216210501 | SPRING FORCEPOINT |  | 0
D32162109 | UX SERIES LEVEL METER | D32162109 | 0
D32162144 |  | D32162144 | 0
D32162150 | Animal bucket set for UW/UX(2200g above) |  | 0
D321-62221-01 | CELL ASSY FOR ELB-300 |  | 0
D3216222101 | Shimadzu Loadcell assy (200g & 300g) | Code No: D3216222101 | 0
D3216222103 |  | D3216222103 | 0
D3216225610 | Panel Assy |  | 0
D3216226801 | D3216226801 |  | 0
D32162368 | WEIGHT LOADER ASSY |  | 0
D3216236901 | CASE ASSY | Code No: D3216236901 | 0
D3216237201 | UNIT ASSY UX800 | D3216237201 | 0
D3216237202 | D3216237202 |  | 0
D3216239510 | UX PROTECT COVER(5 PIECE SET) |  | 0
D32162403 | Switch Board Assy |  | 0
D32162408 | Cable,flat26 for UX1020H |  | 0
D3216241401 | Assy, Analog (small ) |  | 0
D32162415 |  | D32162415 | 0
D3216245002 | BOARD ASSY , DISPLAY ( AUX/AUW-D) |  | 0
D3216245701 | BOARD ASSY MAIN (220-D) |  | 0
D3216245703 | Board assy, Main (320) |  | 0
D3216268601 | CONECTION CABLE FOR EP-80(60CM) |  | 0
D32162688 | AC ADAPTER FOR EP80 | D32162688 | 0
D3216269501 | SHEET PANEL ASSY EP | D3216269501 | 0
D32162719 | PAPER COVER |  | 0
D32162721 | PAPER SHAFT |  | 0
D32162931 | Front glass | Code No: D32162931 | 0
D3216293201 | Side glass (left) | Code No: D3216293201 | 0
D3216293202 | Side glass (right) | Code No: D3216293202 | 0
D32162935 | Roof glass | Code No: D32162935 | 0
D32162983 |  |  | 0
D3216298402 | Rubber cushion (4pc/set) | Code No: D3216298402 | 0
D3216382711 | Protective Cover for Shimadzu TXB622L | ParT No:D3216382711 | 0
D32163850 | DISPLAY BOARD ASSY |  | 0
D32163855 | POWER BOARD ASSY FOR TXB6201L |  | 0
D3216452310 | Protective cover for TX Large |  | 0
D32164540 | Level adjuster |  | 0
D32164541 | Shimadzu Sheet Panel For TX Series | Item No: D32164541 | 0
D32164550 | power board assy |  | 0
D3216455001 | Power board assy | Code No: D3216455001 | 0
D3216455041 | Power board assy | Code No: D3216455041 | 0
D3216455301 | Mainboard for Shimadzu TX Series | Model:D3216455301 | 0
D3216455303 | MAIN BOARD ASSY TW/TX |  | 0
D3216456606 | CABLE,ILS, 10-11 PIN L370 |  | 2
D3216457711 | Shimadzu Case Large Pan For TX Series | Item No: D3216457711 | 0
D32164581 | Roof glass set (with knob) |  | 0
D3216458301 | Glass set,side (right,with knob) |  | 0
D3216458302 | Glass set,side (left,with knob) |  | 0
D32164587 | Pan,Large For TX3202L |  | 0
D32164591 | Cap,pan support for TX3202L |  | 0
D32164601 | Glass,front |  | 0
D3216470302 | LCD, EDC6671 |  | 0
D3217018308 | Shimadzu PARALLEL GUIDE B | replace from code D3215198308 | 0
D3217058001 | Shimadzu IF Board Assy For UW/UX | replace from code D32162144 | 0
D32170597 | Display board for UX1020H |  | 2
D3217059710 | SHIMADZU, Assy, Display UX series | Code No: D3217059710 | 0
D32171041 | Shimadzu Roof Glass Assy With Knob | For ATX/ATY Series | 0
D3217104301 | Shimadzu GLASS DOOR RIGHT ATX224 | Model:D3217104301 | 0
D3217104302 | Shimadzu SIDE GLASS AASY,L( WITH KNOB) | ModelD3217104302 | 0
D32171075 | PCBA POWER,ATX |  | 0
D3217126002 | RS232 cable for AT series |  | 1
D3217153402 | Heater for Shimadzu MOC63U | Part No:D3217153402 | 0
D321-71571-10 | Aluminium sheets (Disposable) 50pcs |  | 0
D3217218501 | Shimadzu Display board assy AT | Part No:D3217218501 | 0
D3217370002 | AP324W with one unit of Stablo AP |  | 0
D3217374241 | Shimadzu Power Board Assy for BX32KH | Code No: D3217374241 (D32173745241) | 0
DACELL |  |  | 0
DARKFIELD | DARFILD ATTACHMENT |  | 1
DARKFIELDCONDRY | Dark Field Condenser (Dry) NA 0.9 |  | 0
DARKFIELDCONOIL | Dark Field Condenser (Oil) NA 1.25-1.36 |  | 0
DARKFIELDOBJ100 | The achromatice objective 100x with | cone grating for Darkfield | 0
DB 25N-S | Manual Torque Wrench |  | 0
DB1.5N4-S | Tohnichi Dial Torque Wrench | Model: DB1.5N4-S, (0.2~1.5NM) | 0
DB6N4S | Tonichi Dial Indicating Torque Wrench | Model:DB6N4S | 1
DC200 | VCS200 machine touch screen profile |  | 0
DC-200H | ULTRASONIC BATH 10-15L(MODEL:DC-200H) |  | 0
DC3000 | DIGITAL READOUT |  | 0
DC3000KEYPAD | DC 3000 Keypad |  | 0
DCM1300 | USB type camera eyepiece 1.3MP |  | 0
DCM350 | USB type camera eyepiece 350k | Model: DCM350 | 0
DCM5000 | RAXVISION DCM5000,EYEPIECE CAMERA | Code No: DCM5000 | 1
DCME | USB type camera eyepiece | Model: DCME | 0
DEHCT180FAN | FAN OF CT-180 |  | 0
DEHCT180MOTOR | MOTOR OF CT-180 |  | 0
DEHCT300MOTOR | DEHUMIDIFIER MOTOR FOR CT300 |  | 0
DEHCT500FAN | FAN CT500 FOR CT500E DEHUMIDIFIER |  | 0
DEHCT500MOTOR | MOTOR CT500 FOR CT500E DEHUMIDIFIER |  | 0
DEHROLLER | DEHUMIDIFIER ROLLER STAND |  | 1
DELL S220504MY | Dell Vostro 220 Mini Tower Desktop |  | 0
DELL+CONVERTER | DELL 19" Flat Panel LCD Monitor | Computer -AV Converter | 0
DELL17"FLATLCD | DELL 17" Flat Panel LCD Monitor |  | 0
DELL19"FLATPANEL | DELL 19" Flat Panel LCD Monitor |  | 0
DELLE1715S17" | DELL E1715S 17" Monitor,391-BBPS |  | 0
DELL-E1913 19" | DELL E Series E1913 19" Monitor | with LED | 0
DELLLCD17 | DELL(TM)E178FP 17"Analog LCD Monitor |  | 0
DELLPCWLCD17 | DELL PC c/w 17" LCD monitor |  | 0
DEMODRO | DIGITAL READ OUT FOR CS300 , CS5000 |  | 0
DENCURINGLIGHT | Dental Curing Light |  | 0
DENDISTILLER | Dental Water Distiller |  | 0
DENLOCATOR | Dental Apex Locator |  | 0
DENORALCAMERA | Dental Intra Oral Camera OC-6V |  | 0
DENORALCAMERAPC | Intra-oral Camera (PC system) |  | 0
DENORALCAMERATV | Intra-oral Camera (TV system) |  | 0
DENULTRASCALER | Dental Ultrasonic Scaler |  | 0
DENULTRASONIC | Dental Ultrasonic Cleaner 5L |  | 0
DENULTRASONICME | Ultrasonic Cleaner,5 Litre,Metal Type | Brand: Dentec Model: C5 | 0
DEPOSIT | DEPOSIT |  | 93
DESICCATOR210MM | Desiccator with porcelain plate | Size:210mm | 0
DESICCATORS300MM | DESICCATORS | BRAND : SCHOTT (DURAN) | 0
DESKJETCOLORPRIN | Deskjet Color Printer |  | 0
DESKTOPPC19" | Desktop PC with 19"LED Monitor |  | 0
DESSICCATOR240MM | Desiccator with porcelain plate | Size:240mm | 0
DESSICCATOR300MM | Desiccator with porcelain plate | Size:300mm | 0
DF6000FNS1 | Positector Coating Thickness Gauge | DF6000FNS1(STD),0-60mils/0-1500micron | 0
DFT-COMBO | DEFELSKO Paint Thickness Gage | Model:DFT-COMBO | 0
DFT-FERROUS | DEFELSKO Paint Ferrous Thickness Gauge | Model:DFT-FERROUS | 0
DFTFERROUS | Positest Paint Thickness Gauge | Brand:DEFELSKO,Model:DFT-Ferrous | 0
DH.MSH.S018 | Variable Resistance Potentiometer,Lock | Lock with stroke magnet &Gas spring 120N | 0
DH.WB000106 | Witeg Water Bath,6 Lit,with Flat Lid | Code No: DH.WB000106 Model: WB-6 | 0
DH.WB000111 | Digital Precise Water Bath, WB-11 | Code No: DH.WB000111 | 0
DH.WB000122 | Witeg Water Bath, 22 Lit.,with Flat Lid | Code No: DH.WB000122 (WB-22) | 0
DH.WB010222 | Dome Lid,Stainless Steel For WB-22 | Code No : DH.WB010222 | 0
DH.WB030122 | Witeg Lid with Concentric Ring Cover set | Code No: DH.WB030122 (BFC-122) | 0
DH.WCB00106 | Witeg WiseCircu WaterBath | Model: WCB-6,DH.WCB00106, 6Lit | 0
DH.WCB00122 | Circulation Water Bath, 22 Lit., | With Flat lid.WCB-22, DH.WCB00122 | 0
DH.WCH00112 | High-Temp. Bath Circulator, 250°C, | 12Lit,with Flat lid,WCH-12,DH.WCH00112 | 0
DH.WEB01004 | WITEG WiseBath Multi-purpose Extraction | Water Bath,4-place DH.WEB01004, WEB-4 | 0
DH.WFH13.P14 | Witeg Programmable Furnace,14 Lit. | Code No: DH.WFH13.P14, 1200°C | 0
DH.WFH22.05 | Furnace, 4.5 Lit., 1200°C | Brand: Witeg, Model: FH-05,DH.WFH22.05 | 0
DH.WHB00111 | High Temp. Oil Bath, 250°C, 11Lit., | with Flat lid,WHB-11, DH.WHB00111 | 0
DH.WHG02016 | Witeg Homogenizers "HG-15A-Set -A | HG-15A Package,with HT1018,CL200,ST10 | 0
DH.WHM12010 | Aluminum-case stirrer heating | Code No: DH.WHM12010 | 0
DH.WHM12011 | Aluminum-case stirrer heating | Code No: DH.WHM12011 | 0
DH.WHM12012 | Aluminum-case stirrer heating | Code No: DH.WHM12012 | 0
DH.WHM12013 | Witeg Heating Mantle 500ml, 450°C | Code No: DH.WHM12013 | 0
DH.WHM12014 | Aluminum-case stirrer heating | Code No: DH.WHM12014 | 0
DH.WHM12057 | Witeg Aluminim-Case Heating Mantles | Cat No:DH.WHM12057 cap:5000ml | 0
DH.WHM12231 | Witeg Heating Mantle,With Aluminum case | Code No: DH.WHM12231,500ml | 0
DH.WHM12291 | Premium Analog Multi Heating Mantles | Brand: Witeg Code No:DH.WHM12291,6places | 0
DH.WHM12293 | Witeg 6 Place Analog Multi Heating | Mantle,250/300ml,450°C, 240V | 0
DH.WHM12295 | Witeg 6 Place Analog Multi Heating | Mantle,500ml,450°C, 240V | 0
DH.WHM12391 | Witeg 3 Place Analog Multi Heating | Mantle,500ml,450°C, 240V | 0
DH.WHM722100 | Witeg Heating Mantle,500ml | Code No: DH.WHM722100 | 0
DH.WHP03022 | Witeg Digital Hotplate,HP-30D-Unit | 260x260mm,to 380°C,Code No" DH.WHP03022 | 0
DH.WHP03023 | HP-30D Package,with SS100,RD1000,CL220 | Witeg HP-30D-Set Code No: DH.WHP03023 | 0
DH.WHP03024 | Witeg Hotplate W/O Magnetic Stirer | Model:HPLP-C-P Cat No:DH.WHP03024 | 0
DH.WIS01011 | Witeg Incubator,Shaking, WIS-10R | Code No: DH.WIS01011, 10°C~60°C | 0
DH.WIS02011 | Witeg Incubator,Shaking,WIS-20R | Code No: DH.WIS02011, 10°C~60°C | 0
DH.WIS03010 | Witeg Incubators,Shaking,WIS-30 | Code No:DH.WIS03010, Ambinet+5°C~60°C | 0
DH.WMH03121 | Witeg Hotplates Stirrers,260X260mm Plate | Code No: MSH-30A,DH.WMH03121 | 0
DH.WMH03503 | witeg Wisd SMHS,Systematic | Multi-Hoplate Stirrer,3-Position. | 0
DH.WMS03022 | Digital Hotplate Stirrer, MS-20D | Code No: DH.WMS03022 | 0
DH.WOF05105 | Oven, Forced Convection, 105 Lit., | to 250°C, WOF-105, DH.WOF05105 | 0
DH.WOF07105 | Oven,Forced Convection,Viewing Window | 105Lit,to 250°C, WOF-W105,DH.WOF07105 | 0
DH.WOS01011 | HS-30E Package with CL200 & ST110 | Code No: DH.WOS01011 | 0
DH.WOS01016 | Witeg High Speed-Type Overhead Stirrer | Model: HS-30D Package-Set | 0
DH.WRK01020 | Witeg Wisd RK-2D Digital Rockers | Code No: DH.WRK01020, 300x300mm | 0
DH.WSB01018 | Witeg Shaking Water Bath, 18Lit,WSB-18 | DH.WSB01018 with Universal Spring Rack | 0
DH.WSB02045 | Demo Lid ,SUS for WSB-45 | Code No: WH.WSB02045 | 0
DH.WUC.A03H | Witeg Analog Ultrasonic Cleaners | Code No:DH.WUC.A03H,“WUC-A03H",3.3Lit | 0
DH.WUC.A06H | Witeg Wisd Ultrasonic Cleaner,40kHz, | Code No: DH.WUC.A06H, WUC-A06H, 6 Lit. | 0
DH.WUC.A10H | Witeg Ultrasonic Cleaner | Code No:DH.WUC.A10H, 10Lit | 0
DH.WUC.B03 | Witeg Wire Baskets, Stainless Steel | DH.WUC.B03,“B03”,for3,3Lit.215x115xH65MM | 0
DH.WUC.D03H | Digital Ultrasonic Cleaner, 40kHz,3.3 l | Code No: DH.WUC.D03H | 0
DH.WUC.D10H | "Witeg" WiseClean Digital Ultrasonic | Cleanerset,Part No: DH.WUC.D10H | 0
DH.WUC.D22H | Witeg Digital Ultrasonic Cleaner | Model:WUC-D22H DH.WUC.D22H, 22Lit | 0
DH.WUC.N30H | Witeg Ultrasonic Cleaner, Large Volume | 30Lit,DH.WUC.N30H , WUC-N30H | 0
DH.WUC.N60H | Ultrasonic Cleaner, Large Volume,60 Lit | Witeg DH.WUC.N60H (WUC-N60H) | 0
DH.WUC.S021 | Main Board (PCB) For WITEG WUC-A06H |  | 0
DH.WUC.S056 | Witeg FET | Code No: DH.WUC.S056 | 0
DHWHP03020 | DIGITAL HOTPLATE MODEL:DH.WHP03020 | HP-20D-UNIT,180*180mm,to 380deg C | 0
DI-28BR INDICATR | DIGI DIGITAL INDICATOR |  | 0
DIABLADE100MM | Diamond blade 100mm x 1mm x 12 |  | 0
DIAL SCALE 50KG | Dial Weighing Scale 50kg | Brand :Camry(China) | 0
DIAL T/GAUGE | Mitutoyo Dial Thickness Gauge | Model: 7301 Range: 0-10/0.01mm | 0
DIAMONDTIPTH500 | Diamond Indentor for | Rockwell Hardness Tester | 0
DIBAL/CELY | DIBAL / CELY Catalog |  | 0
DIMAS4.0CARD | Dimas Version 4.0 v compact series | with card | 0
DIMASEXPERTCARD | Dimas Expert with capture card |  | 0
DIMASEXPERTUSB | Dimas Expert USB withot card |  | 0
DIMASPLUS | DIMAS PLUS (CD) |  | 6
DIMASPLUSCARD | Dimas Plus Software |  | 0
DIMASPLUSFUJI | Dimas Plus with Capture Card (S video) |  | 0
DIMMERKNOBLG150 | DIMMER KNOB FOR LG150 |  | 0
DIMMERSWITCH+PCB | Dimmer Switch And PCB for KIM3020 | Code No: DIMMERSWITCH+PCB | 0
DINOAM412PL | DINO LITE Digital Microscope |  | 0
DINO-LITE | Dino-Lite Digital Microscope AM-413T |  | 0
DINORLITE | DIGITAL MICROSCOPE DINO-R-LITE |  | 0
DISTO210 | Leica Distance Meter | Model: DISTO-210 | 0
DL-205LR | Shimpo Handheld LCD Dgt Laser Tachometer | Code No: DL-205LR | 0
DL411T | Dino R Lite Microscope 1.3 M USB DL411T |  | 1
DL412P | Dino R Lite Pro Microscope TV USB DL412P |  | 0
DL413T | Dino R Lite Pro Microscope 2.0 M with | MicroTouch USB DL413T | 0
DL413T5 | Dino R Lite Pro Microscope 2.0 M with | MicroTouch USB DL413T5 | 0
DL413TL | Dino R Lite Pro Microscope 2.0 M with | MicroTouch USB LWD 250mm DL413TLto | 0
DL423X | Dino R Lite DL423X Eyepiece Microsc |  | 0
DMICROMETER50MM | DIGITAL MICROMETER 50X50MM |  | 0
DN10 | Dacell Indicator |  | 0
DN16KF | Fitting set for MPC diaphragm pump |  | 0
DOOR-HOLDER | Door Holder For Constance Oven | Code No: DOOR-HOLDER | 0
DOORLOCK | DOOR LOCK FOR CONSTANCE OVEN |  | 0
DOORSEALFCH9146A | door seal (rubber) for oven FCH9146A |  | 0
DOWNPAYMENT | Down Payment |  | 70
DR900 | DR-900 Colorimeter |  | 0
DRODC3000 | DIGITAL READOUT | Model : DC3000 | 0
DRY | Electronic DRY Storage Cabinet |  | 0
DRY100 | DRY CABINET DRY-100 |  | 0
DRY100T | DRY 100T | DRY CABINET | 0
DRY102 | Electronic DRY Storage Cabinet | Model: DRY102 | 0
DRY1080 | DRY Electronic Dry Storage Cabinet | Code No:DRY1080,1080L,W1200xD706xH1374mm | 0
DRY120LS | DRY 120LS | DRY CABINET | 1
DRY120SHELF | SHELF FOR DRY120 |  | 0
DRY132 | Electronic DRY Storage Cabinet | Brand: DRY Model: DRY-132 | 0
DRY1360SS | DRY1360SS ELECTRONIC DRY CABINET(WEIFO) |  | 0
DRY1400 | DRY Electronic Dry Storage Cabinet | Code No:DRY1400,1400L,W1200xD706xH1880mm | 0
DRY155 | Electronic DRY Storage Cabinet | Model;DRY155,Cap:150L,W380XD390XH11885mm | 0
DRY190L | DRY 190L | DRY CABINET | 0
DRY205 | DRY-205 |  | 0
DRY205TRANS | DRY-205 TRANSFORMETER |  | 0
DRY230110V | Dry230,110V, color Black | DRY CABINET | 0
DRY302 | Electronic DRY Storage Cabinet | Model: DRY-302 | 0
DRY38 | DRY CABINET |  | 0
DRY460SSPOWERPCB | POWER PCB FOR DRY 460SS |  | 1
DRY460SSTRANS | transformer for DRY 460SS |  | 1
DRY48 | Electronic DRY Storage Cabinet | Brand: DRY Model: DRY-48 | 0
DRY500 | DRY Electronic Dry Storage Cabinet | Code No: DRY500,550L,W600xD706xH1374mm | 0
DRY68 | Electronic DRY Storage Cabinet | Brand:DRY Model:DRY-68 | 0
DRY70DOOR | DOOR FOR DRY70 |  | 0
DRY70SS | DRY 70SS | DRY CABINET | 0
DRY88 | Electronic DRY Storage Cabinet | Brand: DRY Model: DRY88 Cap:80L | 0
DRYCOLOR | Color Comparison Cabinet | Brand: Weifo Model: Verilux-200 | 0
DS20NLOADCELL | Imada Load Cell for DS-20N |  | 0
DS2-1000N | Imada Digital Force Gauge | Code:DS2-1000N,1000N(100kgf)x1N(0.1kgf) | 0
DS2-200N | Imada Digital Push Pull Gage | Code No: DS2-200N | 0
DS2-50N | Imada Digital Push Pull Gage | DS2-50N, 50N (5kgf)x0.01N (0.001kgf) | 0
DSN-200N | Imada Digital Push Pull Gage | Code No: DSN-200N | 0
DT-100G | Teclock Dial Tension Gauge, DT-100G | 0.05N (5gf) x 0.1N (10gf)~ 1N(100gf) | 0
DT-105A | Shimpo Digital Tachometer | Model: DT-105A | 0
DT-205LR | Shimpo Handheld LCD Digital Laser | Tachometer Model: DT-205LR | 0
DT2236 | Taiwan digital phot/contact Tachomater | Model: dt-2236 | 0
DT2236B | Taiwan digital phot/contact Tachomater | Model: dt-2236 | 0
DT311N | Shimpo Stroboscope Model : DT-311N |  | 0
DT-315N | Shimpo Digital Stroboscope | Model;DT-315N 40.0~35000(rpm) | 0
DT5TSA | Cooling Meter Model: DT-5TSA |  | 0
DTI-603B(300J) | DT&T Impact Pendulum Tester | Model: DTI-603B (300J) | 0
DTMB-2.5C | Shimpo Tension Meter | Model:DTMB-2.5B,2452cN(2500gf)250~2500CN | 0
DTMB5B | Shimpo Digital Tension Gage | Flat Roller Type,Roller Width:10mm | 0
DTMX-2.5C | Shimpo Tension Meter | Model:DTMX-2.5B,2452cN(2500gf)250~2500CN | 0
DTNTCATALOG | DTNT Geeral Catalog |  | 0
DTR200N | DTR 200N Instruments Rockwell DTR | Analog Tester For Regular | 0
DTU900MHA(200KN) | DT&T Universal Testing Machine | Model: DTU-900MHA (200kN) | 0
DTU900MHA100KN | DT&T Universal Testing Machine | Model: DTU-900MHA (100kN) | 0
DURANBOTTLE100ML | Duran Laboratory Bottles | Cap:100ml | 0
DURANBOTTLE1LIT | Duran Laboratory Bottles | Cap:1000ml(1litre) | 0
DURANBOTTLE250ML | Duran Laboratory Bottles | Cap:250ml | 0
DURANBOTTLE500ML | Duran Laboratory Bottles | Cap:500ml | 0
DURANBOTTLE50ML | Duran Laboratory Bottles | Cap:50ml | 0
DURANDISPENSER2L | "DURAN" Dispenser Bottle-2 Liter |  | 0
DURANGLASSROD20 | Duran Glass Rod 20ml |  | 0
DURANPETRIDISH | Duran Petridish/cristalizing dish 100ml |  | 0
DURANTUBE10ML | Duran Centrifuge tube scala 0 -10 ml |  | 0
DV1MLV | Brookdfield Prime Digital Reading | Viscometer,Model:DV1MLV | 0
DW-40W255 | -40 Degree C Chest Freezers |  | 0
DW-YW358A | Remi Medical Freezer,Chest Type | Model:DW-YW358A | 0
DYMOADAPTOR | ADAPTOR |  | 0
DYMOLABEL | DYMO Label Tape | Size:12mmx4m | 0
DYMOLETRATAG | DYMO Letra Tag Label Maker | Model:LT-100T | 0
DYMO-TAPE | D1 STANDARD TAPES (SIZE:9MM(W) X 7M(L) |  | 0
DYMOTAPE | D1 STANDARD TAPES (SIZE:12MM(W) X 7M(L) |  | 0
DYNABLUEFILTER | Dynavision Blue Filter |  | 0
DYNAVISION | STREREO OPTICAL INSPECTION | SYSTEM -DYNAVISION | 0
DYNAVISIONBOX | EMPTY BOX FOR DYNAVISION |  | 0
DYNAVISIONLEN10X | LENS 10X for DYNAVISION |  | 0
DYNAVISIONLEN2X | LENS 2X for DYNAVISION |  | 0
DYNAVISIONLEN4X | LENS 4X for DYNAVISION |  | 0
DYNAVISIONLEN6X | LENS 6X for DYNAVISION |  | 0
DYNAVISIONLEN8X | LENS 8X for DYNAVISION |  | 0
E VOUCHER | E Voucher |  | 9894
E/DISPLAY | SHIMADZU External display |  | 0
E001 | Brand : Hettich, Cat no. :E001 | Washer 15x6,4x1 PE nat | 0
E002 | Brand : Hettich, Cat no. :E002 | Spacing bolt | 0
E003 | Brand : Hettich, Cat no. :E003 | Unlocking pin | 0
E003-01 | Brand : Hettich, Cat no. :E003-0 | Unlocking pin | 0
E005 | Brand : Hettich, Cat no. :E005 | Metal sheet nut M6 | 0
E006 | Brand : Hettich, Cat no. :E006 | Holder for manual | 0
E008 | Brand : Hettich, Cat no. :E008 | Finely-fluted matting | 0
E023 | Brand : Hettich, Cat no. :E023 | Washer 28x15x2,5 PA nat | 0
E024 | Brand : Hettich, Cat no. :E024 | Hinge support left side | 0
E025 | Brand : Hettich, Cat no. :E025 | Hinge support right side | 0
E074 | Brand : Hettich, Cat no. :E074 | Centrifuging chamber | 0
E100 | Brand : Hettich, Cat no. :E100 | Relay 26VDC/380V 16A | 0
E1000 | Brand : Hettich, Cat no. :E1000 | Control panel 230/240V 50/60Hz | 0
E1001 | Brand : Hettich, Cat no. :E1001 | Control panel 230/240V 50/60Hz | 0
E1002 | Brand : Hettich, Cat no. :E1002 | PCB operating controller | 0
E1003 | Brand : Hettich, Cat no. :E1003 | Operating controller 230V | 0
E1005 | Brand : Hettich, Cat no. :E1005 | Power switch ON/OFF, 2-pole | 0
E1006 | Brand : Hettich, Cat no. :E1006 | Power switch ON/OFF, 2-pole, 12A | 0
E1007 | Brand : Hettich, Cat no. :E1007 | Power switch ON/OFF, 2-pole,10A | 0
E1008 | Brand : Hettich, Cat no. :E1008 | Power switch ON/OFF, 2-pole, 8A | 0
E1009 | Brand : Hettich, Cat no. :E1009 | Power switch ON/OFF, 2-pole, 7A | 0
E1012 | Brand : Hettich, Cat no. :E1012 | Switch 10(4) A250V | 0
E1013 | Brand : Hettich, Cat no. :E1013 | Connector plug 16A 250V UL20A | 0
E1014 | Brand : Hettich, Cat no. :E1014 | Resistance Br 590W, 90Ohm | 0
E1015 | Brand : Hettich, Cat no. :E1015 | Motor RTD 1004 T | 0
E1016 | Brand : Hettich, Cat no. :E1016 | Compressor 220V-240V/50Hz | 0
E1017 | Brand : Hettich, Cat no. :E1017 | Starting relay 117-7424 | 0
E1018 | Brand : Hettich, Cat no. :E1018 | Ventilator motor 230V50/60Hz25W | 0
E1019 | Brand : Hettich, Cat no. :E1019 | Ventilator 230VAC/50-60Hz 12W | 0
E1021 | Brand : Hettich, Cat no. :E1021 | Resistance DrZe 150/10% 45W | 0
E1022 | Brand : Hettich, Cat no. :E1022 | Control panel 230V 50/60Hz | 0
E1023 | Brand : Hettich, Cat no. :E1023 | Control panel cpl. | 0
E1024 | Brand : Hettich, Cat no. :E1024 | Control lead (390 mm) 16 pole | 0
E1025 | Brand : Hettich, Cat no. :E1025 | Control lead 16/ 10 pole | 0
E1026 | Brand : Hettich, Cat no. :E1026 | Cover foil | 0
E1027 | Brand : Hettich, Cat no. :E1027 | Motor cover | 0
E1028 | Brand : Hettich, Cat no. :E1028 | Motor cover with isolation | 0
E1029 | Brand : Hettich, Cat no. :E1029 | Cover | 0
E1030 | Brand : Hettich, Cat no. :E1030 | Switchboard cpl. | 0
E1031 | Brand : Hettich, Cat no. :E1031 | Front wall cpl. | 0
E1033 | Brand : Hettich, Cat no. :E1033 | Back wall, varnished | 0
E1034 | Brand : Hettich, Cat no. :E1034 | Back wall, varnished | 0
E1036 | Brand : Hettich, Cat no. :E1036 | Control panel complete (S) | 0
E1037 | Brand : Hettich, Cat no. :E1037 | Front panel, varnished, | 0
E1038 | Brand : Hettich, Cat no. :E1038 | Front panel, varnished, | 0
E1039 | Brand : Hettich, Cat no. :E1039 | Front panel, varnished, | 0
E1040 | Brand : Hettich, Cat no. :E1040 | Front panel, varnished, | 0
E1041 | Brand : Hettich, Cat no. :E1041 | Front panel, varnished, | 0
E1043 | Brand : Hettich, Cat no. :E1043 | Back wall, lower part, | 0
E1044 | Brand : Hettich, Cat no. :E1044 | Front panel, varnished | 0
E1045 | Brand : Hettich, Cat no. :E1045 | Front panel, varnished, | 0
E1046 | Brand : Hettich, Cat no. :E1046 | Front panel, varnished, | 0
E1047 | Brand : Hettich, Cat no. :E1047 | Front panel, varnished, | 0
E1048 | Brand : Hettich, Cat no. :E1048 | Front panel, varnished, | 0
E1050 | Brand : Hettich, Cat no. :E1050 | Front panel, lower part, | 0
E1051 | Brand : Hettich, Cat no. :E1051 | Starting capacitor | 0
E1052 | Brand : Hettich, Cat no. :E1052 | Operating capacitor | 0
E1053 | Brand : Hettich, Cat no. :E1053 | Lining plate cpl. | 0
E1054 | Brand : Hettich, Cat no. :E1054 | Back wall, varnished | 0
E1055 | Brand : Hettich, Cat no. :E1055 | Back wall, varnished | 0
E1056 | Brand : Hettich, Cat no. :E1056 | Back wall, upper part, | 0
E1057 | Brand : Hettich, Cat no. :E1057 | Lining plate cpl. | 0
E1059 | Brand : Hettich, Cat no. :E1059 | Front panel, varnished, | 0
E1064 | Brand : Hettich, Cat no. :E1064 | Tacho cpl. for motor EM87-30 | 0
E1068 | Brand : Hettich, Cat no. :E1068 | Bucket, 1,5ml/2,2ml | 0
E1069 | Brand : Hettich, Cat no. :E1069 | Lining plate | 0
E1080 | Brand : Hettich, Cat no. :E1080 | Front panel | 0
E1081 | Brand : Hettich, Cat no. :E1081 | Front panel | 0
E1082 | Brand : Hettich, Cat no. :E1082 | Front panel | 0
E1083 | Brand : Hettich, Cat no. :E1083 | Front panel | 0
E1087 | Brand : Hettich, Cat no. :E1087 | Housing, varnished | 0
E1088 | Brand : Hettich, Cat no. :E1088 | Front panel, varnished, with | 0
E1089 | Brand : Hettich, Cat no. :E1089 | Back wall, varnished | 0
E1090 | Brand : Hettich, Cat no. :E1090 | Starting relay for AEZ 4430Y | 0
E1091 | Brand : Hettich, Cat no. :E1091 | Thermal overload switch | 0
E1092 | Brand : Hettich, Cat no. :E1092 | Starting capacitor | 0
E1093 | Brand : Hettich, Cat no. :E1093 | Front panel with screen print | 0
E1096 | Brand : Hettich, Cat no. :E1096 | Motor complete EM 70-25 230V | 0
E1097 | Brand : Hettich, Cat no. :E1097 | Control panel cpl. 230V | 0
E1098 | Brand : Hettich, Cat no. :E1098 | Control panel cpl. 230V | 0
E110 | Brand : Hettich, Cat no. :E110 | Shim ring 14x1 DIN 471 | 0
E1100 | Brand : Hettich, Cat no. :E1100 | Control panel 230V complete, | 0
E1102 | Brand : Hettich, Cat no. :E1102 | Control panel 230V complete, | 0
E1104 | Brand : Hettich, Cat no. :E1104 | Control panel 230V 50/60Hz | 0
E1106 | Brand : Hettich, Cat no. :E1106 | Control panel cpl. 230V | 0
E1112 | Brand : Hettich, Cat no. :E1112 | Lining plate | 0
E1114 | Brand : Hettich, Cat no. :E1114 | Lid cpl. with screen print | 0
E1117 | Brand : Hettich, Cat no. :E1117 | Einmaulschlssel nach DIN 894 | 0
E1119 | Brand : Hettich, Cat no. :E1119 | Double-head wrench DIN 3110 | 0
E1120 | Brand : Hettich, Cat no. :E1120 | Electronics - positioning and | 0
E1121 | Brand : Hettich, Cat no. :E1121 | Motor | 0
E1122A | Brand : Hettich, Cat no. :E1122A | Static frequency converter | 0
E1123 | Brand : Hettich, Cat no. :E1123 | Circuit board cpl. for | 0
E1124 | Brand : Hettich, Cat no. :E1124 | Radio supression filter | 0
E1125 | Brand : Hettich, Cat no. :E1125 | Compressor 400V/50Hz/3Ph | 0
E1126 | Brand : Hettich, Cat no. :E1126 | Spiral spring pin ISO 8750-2,5x24-A2 | 0
E1127 | Brand : Hettich, Cat no. :E1127 | Contactor 230VAC50/60Hz 32A 4s | 0
E1129 | Brand : Hettich, Cat no. :E1129 | RC-section CRC3 280V 50/60Hz | 0
E1130 | Brand : Hettich, Cat no. :E1130 | Motor cover cpl. | 0
E1131 | Brand : Hettich, Cat no. :E1131 | Bolt | 0
E1132 | Brand : Hettich, Cat no. :E1132 | Washer DIN 471, 8x0.8 | 0
E1133 | Brand : Hettich, Cat no. :E1133 | Cover | 0
E1135 | Brand : Hettich, Cat no. :E1135 | Front panel ROTO SILENTA RS | 0
E1137 | Brand : Hettich, Cat no. :E1137 | Back wall | 0
E1139 | Brand : Hettich, Cat no. :E1139 | Rubber cuff | 0
E1140 | Brand : Hettich, Cat no. :E1140 | Electronics - positioning | 0
E1141 | Brand : Hettich, Cat no. :E1141 | Lid with screen print | 0
E1142 | Brand : Hettich, Cat no. :E1142 | E-Prom EBA 12 -2.01B | 0
E1144 | Brand : Hettich, Cat no. :E1144 | E-Prom EBA 12R -2.01B | 0
E1149 | Brand : Hettich, Cat no. :E1149 | Control lead 1000/straight | 0
E1150 | Brand : Hettich, Cat no. :E1150 | Control lead 2000/straight | 0
E1159 | Brand : Hettich, Cat no. :E1159 | E-Prom for 206.64.92.00 | 0
E1160 | Brand : Hettich, Cat no. :E1160 | Cover for control panel | 0
E1166 | Brand : Hettich, Cat no. :E1166 | Lower part for EBA 8S | 0
E1167 | Brand : Hettich, Cat no. :E1167 | Lower part for MIKRO 12-24 | 0
E1168 | Brand : Hettich, Cat no. :E1168 | Switchboard EBA 8S | 0
E1169 | Brand : Hettich, Cat no. :E1169 | Switchboard HAEMATOKRIT 24 | 0
E1170 | Brand : Hettich, Cat no. :E1170 | Switchboard MIKRO 12-24 | 0
E1171 | Brand : Hettich, Cat no. :E1171 | Upper part for EBA8 | 0
E1172 | Brand : Hettich, Cat no. :E1172 | Upper part for HAEMATOKRIT 24 | 0
E1173 | Brand : Hettich, Cat no. :E1173 | Upper part for MIKRO 12-24 | 0
E1177 | Brand : Hettich, Cat no. :E1177 | Compressor 220V-240V/50Hz | 0
E1180 | Brand : Hettich, Cat no. :E1180 | Electronics - interface RS232 | 0
E1181 | Brand : Hettich, Cat no. :E1181 | Transformer plate, small, | 0
E1182 | Brand : Hettich, Cat no. :E1182 | Temperature sensor | 0
E1183 | Brand : Hettich, Cat no. :E1183 | Static frequency converter | 0
E1184 | Brand : Hettich, Cat no. :E1184 | Static frequency converter | 0
E1186 | Brand : Hettich, Cat no. :E1186 | Auxiliary contact | 0
E1187 | Brand : Hettich, Cat no. :E1187 | Relay Kl 230VAC/DC 4kV 1u | 0
E1189 | Brand : Hettich, Cat no. :E1189 | E-Prom ROTINA 48R -1.03 | 0
E1192 | Brand : Hettich, Cat no. :E1192 | E-Prom EBA 12 -2.04 | 0
E1193 | Brand : Hettich, Cat no. :E1193 | E-Prom ROTANTA 96R -1.04 | 0
E1194 | Brand : Hettich, Cat no. :E1194 | Cap nut | 0
E1195 | Brand : Hettich, Cat no. :E1195 | Electronics, lid-hatch | 0
E1203 | Brand : Hettich, Cat no. :E1203 | Optical Data Box 230V | 0
E1206 | Brand : Hettich, Cat no. :E1206 | Lid | 0
E1207 | Brand : Hettich, Cat no. :E1207 | Lid lining | 0
E1210 | Brand : Hettich, Cat no. :E1210 | Lid cpl. | 0
E1219 | Brand : Hettich, Cat no. :E1219 | Finely-fluted matting | 0
E1220 | Brand : Hettich, Cat no. :E1220 | Frequency motor 230V 50/60Hz | 0
E1222 | Brand : Hettich, Cat no. :E1222 | Motor housing | 0
E1223 | Brand : Hettich, Cat no. :E1223 | Motor housing | 0
E1224 | Brand : Hettich, Cat no. :E1224 | Control lead 300/16 pole | 0
E1225 | Brand : Hettich, Cat no. :E1225 | Control lead 250/16 and 263/10 | 0
E1226 | Brand : Hettich, Cat no. :E1226 | Control lead 360/10 pole | 0
E1227 | Brand : Hettich, Cat no. :E1227 | Control lead 170/10 pole | 0
E1228 | Brand : Hettich, Cat no. :E1228 | Cover foil | 0
E1229 | Brand : Hettich, Cat no. :E1229 | Push rod | 0
E1230 | Brand : Hettich, Cat no. :E1230 | Lock cpl. 230V 50/60Hz | 0
E1231 | Brand : Hettich, Cat no. :E1231 | Cardan joint | 0
E1232 | Brand : Hettich, Cat no. :E1232 | Connecting rod | 0
E1233 | Brand : Hettich, Cat no. :E1233 | Socket D14xd8x8 | 0
E1234 | Brand : Hettich, Cat no. :E1234 | Inner lid lining | 0
E1235 | Brand : Hettich, Cat no. :E1235 | Inner lid lining | 0
E1237 | Brand : Hettich, Cat no. :E1237 | Compressor 220V-240V/50Hz | 0
E1238 | Brand : Hettich, Cat no. :E1238 | Starting relaiy 230V 50Hz | 0
E1240 | Brand : Hettich, Cat no. :E1240 | Ventilator housing | 0
E1241 | Brand : Hettich, Cat no. :E1241 | Braking resistor cpl. | 0
E1242 | Brand : Hettich, Cat no. :E1242 | Sealing ring | 0
E1243 | Brand : Hettich, Cat no. :E1243 | Hinge | 0
E1245 | Brand : Hettich, Cat no. :E1245 | Adjustment resistor | 0
E1248 | Brand : Hettich, Cat no. :E1248 | Dummy plug | 0
E1250 | Brand : Hettich, Cat no. :E1250 | E-Prom EBA 12R -2.04 | 0
E1251 | Brand : Hettich, Cat no. :E1251 | E-Prom MIKRO 24-48 -1.03 | 0
E1252 | Brand : Hettich, Cat no. :E1252 | E-Prom MIKRO 24-48R -1.03 | 0
E1253 | Brand : Hettich, Cat no. :E1253 | E-Prom UNIVERSAL 16 -2.01B | 0
E1254 | Brand : Hettich, Cat no. :E1254 | E-Prom UNIVERSAL 16 -3.03 | 0
E1255 | Brand : Hettich, Cat no. :E1255 | E-Prom UNIVERSAL 16R -2.01B | 0
E1256 | Brand : Hettich, Cat no. :E1256 | E-Prom UNIVERSAL 16R -3.03 | 0
E1257 | Brand : Hettich, Cat no. :E1257 | E-Prom Rotina 48 -1.03 | 0
E1259 | Brand : Hettich, Cat no. :E1259 | E-Prom Rotanta 96 -1.04 | 0
E1261 | Brand : Hettich, Cat no. :E1261 | E-Prom ROTIXA 120 -1.01 | 0
E1262 | Brand : Hettich, Cat no. :E1262 | E-Prom ROTIXA 120R -1.01 | 0
E1265 | Brand : Hettich, Cat no. :E1265 | Frequency motor 230V | 0
E1266 | Brand : Hettich, Cat no. :E1266 | Linear drive 24V DC | 0
E1267 | Brand : Hettich, Cat no. :E1267 | Motor(Linearantrieb 24VDC)kpl. | 0
E1268 | Brand : Hettich, Cat no. :E1268 | Brake, electro-magnetic | 0
E1269 | Brand : Hettich, Cat no. :E1269 | Incremental encoder with cpl. | 0
E1278 | Brand : Hettich, Cat no. :E1278 | E-Prom Positionier-Luke V4.100 | 0
E1279 | Brand : Hettich, Cat no. :E1279 | E-Prom Position. lid, cpl. V3.005 | 0
E1280 | Brand : Hettich, Cat no. :E1280 | Drive cpl. | 0
E1287 | Brand : Hettich, Cat no. :E1287 | Soft-start unit | 0
E1290 | Brand : Hettich, Cat no. :E1290 | Motor 230V | 0
E1293 | Brand : Hettich, Cat no. :E1293 | Switchboard | 0
E1295 | Brand : Hettich, Cat no. :E1295 | Electronics - refrigeration | 0
E1299 | Brand : Hettich, Cat no. :E1299 | Lid lining MIKRO 24-48 | 0
E1304 | Brand : Hettich, Cat no. :E1304 | Output section 230V | 0
E1305 | Brand : Hettich, Cat no. :E1305 | Operating controller 230V | 0
E1308 | Brand : Hettich, Cat no. :E1308 | Motor housing | 0
E1309 | Brand : Hettich, Cat no. :E1309 | Control panel cpl. 230V 50/60H | 0
E1310 | Brand : Hettich, Cat no. :E1310 | Control panel 230V 50/60Hz | 0
E1311 | Brand : Hettich, Cat no. :E1311 | Control lead 230/16 pole | 0
E1313 | Brand : Hettich, Cat no. :E1313 | Braking resistor cpl. | 0
E1314 | Brand : Hettich, Cat no. :E1314 | Lock, 1 switch, with stroke | 0
E1315 | Brand : Hettich, Cat no. :E1315 | Adjusting knob complete | 0
E1316 | Brand : Hettich, Cat no. :E1316 | Hinge | 0
E1317 | Brand : Hettich, Cat no. :E1317 | Bolt for hinge | 0
E1318 | Brand : Hettich, Cat no. :E1318 | Washer | 0
E1319 | Brand : Hettich, Cat no. :E1319 | Lining plate complete | 0
E1320 | Brand : Hettich, Cat no. :E1320 | Lining plate | 0
E1321 | Brand : Hettich, Cat no. :E1321 | Front panel with inscription | 0
E1322 | Brand : Hettich, Cat no. :E1322 | Front panel | 0
E1323 | Brand : Hettich, Cat no. :E1323 | Sight-glass with adhesive ring | 0
E1324 | Brand : Hettich, Cat no. :E1324 | Control lead 280/10 pole | 0
E1325 | Brand : Hettich, Cat no. :E1325 | Frequency motor 200V | 0
E1327 | Brand : Hettich, Cat no. :E1327 | Control lead 250/10 pole | 0
E1328 | Brand : Hettich, Cat no. :E1328 | Braking resistor cpl. | 0
E1332 | Brand : Hettich, Cat no. :E1332 | Control lead 140/16 pole | 0
E1333 | Brand : Hettich, Cat no. :E1333 | Control lead 120/10 pole | 0
E1334 | Brand : Hettich, Cat no. :E1334 | Lid complete | 0
E1335 | Brand : Hettich, Cat no. :E1335 | Lid complete | 0
E1336 | Brand : Hettich, Cat no. :E1336 | Lining plate complete | 0
E1337 | Brand : Hettich, Cat no. :E1337 | Inner part for lid | 0
E1338 | Brand : Hettich, Cat no. :E1338 | Pulley block | 0
E1339 | Brand : Hettich, Cat no. :E1339 | Hinge bearing | 0
E1340 | Brand : Hettich, Cat no. :E1340 | Sleeve | 0
E1341 | Brand : Hettich, Cat no. :E1341 | Spring, right | 0
E1342 | Brand : Hettich, Cat no. :E1342 | Spring, left | 0
E1343 | Brand : Hettich, Cat no. :E1343 | Sealing ring | 0
E1344 | Brand : Hettich, Cat no. :E1344 | Motor cover | 0
E1346 | Brand : Hettich, Cat no. :E1346 | Temperature sensor (chamber) 60øC | 0
E1347 | Brand : Hettich, Cat no. :E1347 | Screw, DIN 912-A | 0
E1348 | Brand : Hettich, Cat no. :E1348 | Compressor 220-240V/50Hz | 0
E1349 | Brand : Hettich, Cat no. :E1349 | Modification kit for | 0
E1350 | Brand : Hettich, Cat no. :E1350 | Control panel, reconditioned | 0
E1351 | Brand : Hettich, Cat no. :E1351 | Control panel, reconditioned | 0
E1353 | Brand : Hettich, Cat no. :E1353 | Control panel, reconditioned | 0
E1354 | Brand : Hettich, Cat no. :E1354 | Control panel, reconditioned | 0
E1356 | Brand : Hettich, Cat no. :E1356 | Output section, reconditioned | 0
E1359 | Brand : Hettich, Cat no. :E1359 | Static frequency converter 230V, | 0
E1360 | Brand : Hettich, Cat no. :E1360 | Static frequency converter 230V, | 0
E1363 | Brand : Hettich, Cat no. :E1363 | Static frequency converter 230V, | 0
E1364 | Brand : Hettich, Cat no. :E1364 | Circuit board, supply, reconditioned, | 0
E1366 | Brand : Hettich, Cat no. :E1366 | Circuit board, supply, reconditioned, | 0
E1367 | Brand : Hettich, Cat no. :E1367 | Circuit board, supply, reconditioned, | 0
E1368 | Brand : Hettich, Cat no. :E1368 | Circuit board, supply, reconditioned, | 0
E137 | Brand : Hettich, Cat no. :E137 | Socket (size 1) d=1,75 | 0
E1370 | Brand : Hettich, Cat no. :E1370 | Circuit board, refrigeration, | 0
E1372 | Brand : Hettich, Cat no. :E1372 | Ciruit board, refrigeration, | 0
E1378 | Brand : Hettich, Cat no. :E1378 | Top side panel | 0
E1379 | Brand : Hettich, Cat no. :E1379 | Bottom side panel, varnished | 0
E1380 | Brand : Hettich, Cat no. :E1380 | Ventilator grill | 0
E1381 | Brand : Hettich, Cat no. :E1381 | Connecting screw M6x40,4 | 0
E1387 | Brand : Hettich, Cat no. :E1387 | Lid complete | 0
E1388 | Brand : Hettich, Cat no. :E1388 | Lid, mounted | 0
E1389 | Brand : Hettich, Cat no. :E1389 | Back wall, varnished | 0
E1390 | Brand : Hettich, Cat no. :E1390 | Back wall, varnished | 0
E1391 | Brand : Hettich, Cat no. :E1391 | Upper part, varnished | 0
E1392 | Brand : Hettich, Cat no. :E1392 | Upper part, varnished | 0
E1393 | Brand : Hettich, Cat no. :E1393 | Temperature sensor | 0
E1394 | Brand : Hettich, Cat no. :E1394 | Air housing, cpl. | 0
E1395 | Brand : Hettich, Cat no. :E1395 | Motor housing | 0
E1397 | Brand : Hettich, Cat no. :E1397 | Front panel | 0
E1398 | Brand : Hettich, Cat no. :E1398 | Back wall, varnished | 0
E1399 | Brand : Hettich, Cat no. :E1399 | Push rod | 0
E1400 | Brand : Hettich, Cat no. :E1400 | Buffer tray (pack of 24 pcs.) | 0
E1402 | Brand : Hettich, Cat no. :E1402 | Noise dampening mat | 0
E1403 | Brand : Hettich, Cat no. :E1403 | Noise dampening | 0
E1409 | Brand : Hettich, Cat no. :E1409 | E-Prom AHT 35 -1.00 | 0
E1410 | Brand : Hettich, Cat no. :E1410 | E-Prom AHT 35R -1.00 | 0
E1413 | Brand : Hettich, Cat no. :E1413 | E-Prom ROTINA 35 -1.02 | 0
E1414 | Brand : Hettich, Cat no. :E1414 | E-Prom ROTINA 35R -1.02 | 0
E1422 | Brand : Hettich, Cat no. :E1422 | LED for control panel | 0
E1426 | Brand : Hettich, Cat no. :E1426 | Lid complete | 0
E1427 | Brand : Hettich, Cat no. :E1427 | Control panel complete (S) | 0
E1428 | Brand : Hettich, Cat no. :E1428 | Contactor | 0
E1429 | Brand : Hettich, Cat no. :E1429 | Rotary lock | 0
E1429-1 | Brand : Hettich, Cat no. :E1429- | Key for rotary lock | 0
E1430 | Brand : Hettich, Cat no. :E1430 | Hinge, left | 0
E1431 | Brand : Hettich, Cat no. :E1431 | Hinge, right side | 0
E1432 | Brand : Hettich, Cat no. :E1432 | Cover hinge | 0
E1433 | Brand : Hettich, Cat no. :E1433 | Cover with sight-glass | 0
E1434 | Brand : Hettich, Cat no. :E1434 | Inner part for cover | 0
E1435 | Brand : Hettich, Cat no. :E1435 | Inner part for cover with | 0
E1436 | Brand : Hettich, Cat no. :E1436 | Front panel ROTIXA 50S | 0
E1437 | Brand : Hettich, Cat no. :E1437 | Front panel ROTIXA 50RS | 0
E1438 | Brand : Hettich, Cat no. :E1438 | Back wall cpl. | 0
E1439 | Brand : Hettich, Cat no. :E1439 | Top side panel | 0
E1440 | Brand : Hettich, Cat no. :E1440 | Bottom side panel, varnished | 0
E1441 | Brand : Hettich, Cat no. :E1441 | Ventilator grill | 0
E1442 | Brand : Hettich, Cat no. :E1442 | Front wall cpl. | 0
E1443 | Brand : Hettich, Cat no. :E1443 | Compressor 220V-240V/50Hz | 0
E1444 | Brand : Hettich, Cat no. :E1444 | Starting relay | 0
E1445 | Brand : Hettich, Cat no. :E1445 | Starting capacitor 80uF, 260V | 0
E1446 | Brand : Hettich, Cat no. :E1446 | Adjusting knob | 0
E1447 | Brand : Hettich, Cat no. :E1447 | Motor cover | 0
E1448 | Brand : Hettich, Cat no. :E1448 | Sealing between motor and centrifuging | 0
E1449 | Brand : Hettich, Cat no. :E1449 | Static frequency converter for | 0
E1450 | Brand : Hettich, Cat no. :E1450 | Sealing ring | 0
E1452 | Brand : Hettich, Cat no. :E1452 | Push rod | 0
E1454 | Brand : Hettich, Cat no. :E1454 | Motor cover | 0
E1458 | Brand : Hettich, Cat no. :E1458 | Control lead 16 pole | 0
E1459 | Brand : Hettich, Cat no. :E1459 | Control lead 26 pole | 0
E1460 | Brand : Hettich, Cat no. :E1460 | Lid with inscription | 0
E1461 | Brand : Hettich, Cat no. :E1461 | Braking resistor cpl. | 0
E1462 | Brand : Hettich, Cat no. :E1462 | E-Prom for 206.72.92.00 V5.560 | 0
E1464 | Brand : Hettich, Cat no. :E1464 | Cable (light conductor) | 0
E1466 | Brand : Hettich, Cat no. :E1466 | Handle for lid | 0
E1474 | Brand : Hettich, Cat no. :E1474 | Temperature sensor (lid) | 0
E1475-1 | Brand : Hettich, Cat no. :E1475- | Front panel | 0
E1476 | Brand : Hettich, Cat no. :E1476 | Lock with stroke magnet and | 0
E1477 | Brand : Hettich, Cat no. :E1477 | Lock | 0
E1478 | Brand : Hettich, Cat no. :E1478 | Lock with stroke magnet and | 0
E1479 | Brand : Hettich, Cat no. :E1479 | Lid cpl. with inner part cpl, | 0
E148 | Brand : Hettich, Cat no. :E148 | Hinge prop (left) complete | 0
E1480 | Brand : Hettich, Cat no. :E1480 | Inner part cpl. for lid | 0
E1481 | Brand : Hettich, Cat no. :E1481 | Handle | 0
E1482 | Brand : Hettich, Cat no. :E1482 | Hinges with mounting parts, | 0
E1483 | Brand : Hettich, Cat no. :E1483 | Lid cpl. with inner part cpl, | 0
E1484 | Brand : Hettich, Cat no. :E1484 | Inner part cpl. for lid | 0
E1488 | Brand : Hettich, Cat no. :E1488 | Temperature sensor (lid) | 0
E1489 | Brand : Hettich, Cat no. :E1489 | Lid sealing | 0
E149 | Brand : Hettich, Cat no. :E149 | Hinge prop (right) complete | 0
E1490 | Brand : Hettich, Cat no. :E1490 | Radio suppressionfilter 250V 3,4A | 0
E1491 | Brand : Hettich, Cat no. :E1491 | Control panel complete (S) | 0
E1492 | Brand : Hettich, Cat no. :E1492 | Control panel complete (S) without | 0
E1493 | Brand : Hettich, Cat no. :E1493 | Control panel complete (S) | 0
E1494 | Brand : Hettich, Cat no. :E1494 | Control panel complete (S) | 0
E150 | Brand : Hettich, Cat no. :E150 | Lid, varnished | 0
E1502 | Brand : Hettich, Cat no. :E1502 | Control panel 230V 50/60Hz | 0
E1503 | Brand : Hettich, Cat no. :E1503 | E-Prom EBA 22 -3.01 | 0
E1504 | Brand : Hettich, Cat no. :E1504 | Lid complete | 0
E1505 | Brand : Hettich, Cat no. :E1505 | Inner part cpl. for lid | 0
E1506 | Brand : Hettich, Cat no. :E1506 | Front panel EBA 22 | 0
E1507 | Brand : Hettich, Cat no. :E1507 | Back wall, varnished | 0
E1543 | Brand : Hettich, Cat no. :E1543 | Spacing bolt | 0
E1545 | Brand : Hettich, Cat no. :E1545 | Control panel cpl.230V 50/60Hz | 0
E1546 | Brand : Hettich, Cat no. :E1546 | Control panel cpl. 230V 50/60Hz | 0
E1550 | Brand : Hettich, Cat no. :E1550 | Output section 230V 50Hz | 0
E1553 | Brand : Hettich, Cat no. :E1553 | Centrifuging chamber cpl. | 0
E1559 | Brand : Hettich, Cat no. :E1559 | Lid with sight-glass | 0
E1560 | Brand : Hettich, Cat no. :E1560 | Inner part cpl. for lid | 0
E1561 | Brand : Hettich, Cat no. :E1561 | Inner part for lid with sight-glass | 0
E1562 | Brand : Hettich, Cat no. :E1562 | Roller | 0
E1563 | Brand : Hettich, Cat no. :E1563 | Hinge | 0
E1564 | Brand : Hettich, Cat no. :E1564 | Sleeve | 0
E1565 | Brand : Hettich, Cat no. :E1565 | Spring, right | 0
E1566 | Brand : Hettich, Cat no. :E1566 | Spring, left | 0
E1567 | Brand : Hettich, Cat no. :E1567 | Sealing ring | 0
E1568 | Brand : Hettich, Cat no. :E1568 | Front panel | 0
E1569 | Brand : Hettich, Cat no. :E1569 | Front panel | 0
E1570 | Brand : Hettich, Cat no. :E1570 | Back wall, varnished | 0
E1571 | Brand : Hettich, Cat no. :E1571 | Back wall, varnished | 0
E1572 | Brand : Hettich, Cat no. :E1572 | Upper part | 0
E1573 | Brand : Hettich, Cat no. :E1573 | Upper part | 0
E1574 | Brand : Hettich, Cat no. :E1574 | Rubber-metal-bearing M6 | 0
E1578 | Brand : Hettich, Cat no. :E1578 | Control lead 350/straight 26/26 | 0
E1579 | Brand : Hettich, Cat no. :E1579 | Braking resistor cpl. | 0
E1580 | Brand : Hettich, Cat no. :E1580 | Control lead 350/straight | 0
E1582 | Brand : Hettich, Cat no. :E1582 | Control panel cpl. 230V | 0
E1583 | Brand : Hettich, Cat no. :E1583 | Control panel complete, 230V | 0
E1584 | Brand : Hettich, Cat no. :E1584 | Lock, 1 switch, with stroke | 0
E1585 | Brand : Hettich, Cat no. :E1585 | Push rod | 0
E1586 | Brand : Hettich, Cat no. :E1586 | Lid complete | 0
E1587 | Brand : Hettich, Cat no. :E1587 | Front panel ROTANTA 46S | 0
E1588 | Brand : Hettich, Cat no. :E1588 | Back wall, varnished | 0
E1589 | Brand : Hettich, Cat no. :E1589 | Front panel ROTANTA 46RSC | 0
E1589-1 | Brand : Hettich, Cat no. :E1589- | Front panel | 0
E1591 | Brand : Hettich, Cat no. :E1591 | Back wall, varnished | 0
E1592 | Brand : Hettich, Cat no. :E1592 | Lid complete | 0
E1593 | Brand : Hettich, Cat no. :E1593 | Back wall, varnished | 0
E1596 | Brand : Hettich, Cat no. :E1596 | Bottom side panel, varnished | 0
E1599 | Brand : Hettich, Cat no. :E1599 | Ventilator vane (d=254 mm) | 0
E1600 | Brand : Hettich, Cat no. :Brand | Compressor 220V-240V/50Hz | 0
E1601 | Brand : Hettich, Cat no. :E1601 | Starting capacitor 64uF/260V | 0
E1602 | Brand : Hettich, Cat no. :E1602 | Starting relay | 0
E1603 | Brand : Hettich, Cat no. :E1603 | Motor overload switch | 0
E1604 | Brand : Hettich, Cat no. :E1604 | Sealing ring | 0
E1605 | Brand : Hettich, Cat no. :E1605 | Sealing ring | 0
E1606 | Brand : Hettich, Cat no. :E1606 | Motor housing | 0
E1607 | Brand : Hettich, Cat no. :E1607 | Inner part for lid | 0
E1608 | Brand : Hettich, Cat no. :E1608 | Inner part for lid | 0
E1609 | Brand : Hettich, Cat no. :E1609 | Gas spring 170N | 0
E161 | Brand : Hettich, Cat no. :E161 | Modu I-pin rail 4 pole RM3,96 | 0
E1610 | Brand : Hettich, Cat no. :E1610 | Control panel cpl. ROTINA 46 | 0
E1611 | Brand : Hettich, Cat no. :E1611 | Control panel cpl.ROTINA 46R | 0
E1612 | Brand : Hettich, Cat no. :E1612 | Control panel cpl. | 0
E1613 | Brand : Hettich, Cat no. :E1613 | Control panel cpl. | 0
E1614 | Brand : Hettich, Cat no. :E1614 | Lid with sight-glass | 0
E1615 | Brand : Hettich, Cat no. :E1615 | Control panel cpl. | 0
E1616 | Brand : Hettich, Cat no. :E1616 | Connector plug, combination | 0
E1617 | Brand : Hettich, Cat no. :E1617 | Drawer without tension | 0
E1618 | Brand : Hettich, Cat no. :E1618 | Frequency motor 200V | 0
E1619 | Brand : Hettich, Cat no. :E1619 | Braking resistor cpl. | 0
E162 | Brand : Hettich, Cat no. :E162 | Modu I-pin rail 6 pole RM3,96 | 0
E1620 | Brand : Hettich, Cat no. :E1620 | Front panel ROTINA 46S | 0
E1621 | Brand : Hettich, Cat no. :E1621 | Front panel ROTINA 46RS | 0
E1622 | Brand : Hettich, Cat no. :E1622 | Motor cover | 0
E1624 | Brand : Hettich, Cat no. : | Angle-rotor 8x15 ml with | 0
E1625 | Brand : Hettich, Cat no. :E1625 | Front panel ROTANTA 46 | 0
E1626 | Brand : Hettich, Cat no. :E1626 | Front panel ROTANTA 46R | 0
E1627 | Brand : Hettich, Cat no. :E1627 | Front panel ROTANTA 46RC | 0
E1630 | Brand : Hettich, Cat no. :E1630 | Frequency motor 200V | 0
E1633 | Brand : Hettich, Cat no. :E1633 | Front panel ROTINA 46 | 0
E1634 | Brand : Hettich, Cat no. :E1634 | Front panel ROTINA 46R | 0
E1635 | Brand : Hettich, Cat no. :E1635 | E-Prom MIKRO 22 -3.02 | 0
E1636 | Brand : Hettich, Cat no. :E1636 | E-Prom MIKRO 22R -3.02 | 0
E1639 | Brand : Hettich, Cat no. :E1639 | Power switch ON/OFF, 2-pole, 9A | 0
E1645 | Brand : Hettich, Cat no. :E1645 | E-Prom Rotina 46 -1.02 | 0
E1646 | Brand : Hettich, Cat no. :E1646 | E-Prom ROTANTA 46 -1.00 | 0
E1647 | Brand : Hettich, Cat no. :E1647 | E-Prom ROTINA 46R -1.02 | 0
E1648 | Brand : Hettich, Cat no. :E1648 | E-Prom ROTANTA 46R -1.00 | 0
E1658 | Brand : Hettich, Cat no. :E1658 | Contactor 140NM 6,3-10A | 0
E1659 | Brand : Hettich, Cat no. :E1659 | Elastic buffer | 0
E1661 | Brand : Hettich, Cat no. :E1661 | Connector plug, combination | 0
E1662 | Brand : Hettich, Cat no. :E1662 | Lock, cpl. 230V 50-60Hz | 0
E1663 | Brand : Hettich, Cat no. :E1663 | Lower part with feet | 0
E1664 | Brand : Hettich, Cat no. :E1664 | Upper part with cover foil | 0
E1665 | Brand : Hettich, Cat no. :E1665 | Cover foil EBA 20 / MIKRO 20 | 0
E1666 | Brand : Hettich, Cat no. :E1666 | Lid complete | 0
E1667 | Brand : Hettich, Cat no. :E1667 | Friction rubber | 0
E1668 | Brand : Hettich, Cat no. :E1668 | Hinge bolt | 0
E1669 | Brand : Hettich, Cat no. :E1669 | Connecting cable 10-16A 250V | 0
E1674 | Brand : Hettich, Cat no. :E1674 | Lid complete with | 0
E168 | Brand : Hettich, Cat no. :E168 | Straddling rivet | 0
E1680 | Brand : Hettich, Cat no. :E1680 | Haube f.Khltrakt besch. | 0
E1681 | Brand : Hettich, Cat no. :E1681 | Lower part | 0
E1682 | Brand : Hettich, Cat no. :E1682 | Front panel with inscription | 0
E1683 | Brand : Hettich, Cat no. :E1683 | Front panel | 0
E1684 | Brand : Hettich, Cat no. :E1684 | E-Prom ROTINA 35 -3.02 | 0
E1685 | Brand : Hettich, Cat no. :E1685 | E-Prom ROTINA 35R -3.02 | 0
E1686 | Brand : Hettich, Cat no. :E1686 | Control panel cpl. 230V | 0
E1687 | Brand : Hettich, Cat no. :E1687 | Control panel cpl.230V | 0
E1688 | Brand : Hettich, Cat no. :E1688 | Lining plate complete | 0
E1694 | Brand : Hettich, Cat no. :E1694 | Gas spring 200N | 0
E1695 | Brand : Hettich, Cat no. :E1695 | Control panel (green) (S) ROBOTIC, | 0
E1696 | Brand : Hettich, Cat no. :E1696 | Lining plate | 0
E1697 | Brand : Hettich, Cat no. :E1697 | Upper part, varnished | 0
E1698 | Brand : Hettich, Cat no. :E1698 | Upper part, varnished | 0
E1699 | Brand : Hettich, Cat no. :E1699 | Lid complete | 0
E1700 | Brand : Hettich, Cat no. :E1700 | Lid complete | 0
E1701 | Brand : Hettich, Cat no. :E1701 | Locking shackle 26-pole | 0
E1702 | Brand : Hettich, Cat no. :E1702 | Compressor | 0
E1703 | Brand : Hettich, Cat no. :E1703 | Starting capacitor | 0
E1704 | Brand : Hettich, Cat no. :E1704 | Starting relay | 0
E1705 | Brand : Hettich, Cat no. :E1705 | Motor overload switch T0249-A0/4 for 60H | 0
E1706 | Brand : Hettich, Cat no. :E1706 | Power switch ON/OFF, 2-pole, 5A | 0
E1708 | Brand : Hettich, Cat no. :E1708 | Transformer RK econ. 2500VA | 0
E1709 | Brand : Hettich, Cat no. :E1709 | Power switch ON/OFF, 2-pole, 3A | 0
E1712 | Brand : Hettich, Cat no. :E1712 | Imbalance switch cpl. | 0
E1715 | Brand : Hettich, Cat no. :E1715 | E-Prom UNI 32 -3.01 | 0
E1716 | Brand : Hettich, Cat no. :E1716 | E-Prom UNI32R -3.02 | 0
E1725 | Brand : Hettich, Cat no. :E1725 | Lid lining | 0
E1726 | Brand : Hettich, Cat no. :E1726 | Housing, varnished | 0
E1727 | Brand : Hettich, Cat no. :E1727 | Upper part with inscription | 0
E1728 | Brand : Hettich, Cat no. :E1728 | Housing for control panel | 0
E1730 | Brand : Hettich, Cat no. :E1730 | Front panel ROTO SILENTA 63RS | 0
E1731 | Brand : Hettich, Cat no. :E1731 | Cover with sight-glass | 0
E1732 | Brand : Hettich, Cat no. :E1732 | Back wall, varnished | 0
E1733 | Brand : Hettich, Cat no. :E1733 | Control lead (830 mm) 6 pole | 0
E1734 | Brand : Hettich, Cat no. :E1734 | Control lead (770 mm) 26 pole | 0
E1735 | Brand : Hettich, Cat no. :E1735 | Control lead (580 mm) 26 pole | 0
E1736 | Brand : Hettich, Cat no. :E1736 | Control lead (1400 mm) 16 pole | 0
E1739 | Brand : Hettich, Cat no. :E1739 | Coated hinge | 0
E1742 | Brand : Hettich, Cat no. :E1742 | Sealing ring | 0
E1745 | Brand : Hettich, Cat no. :E1745 | Front panel MIKRO 22R | 0
E1745-1 | Brand : Hettich, Cat no. :E1745- | Front panel | 0
E1747 | Brand : Hettich, Cat no. :E1747 | Control panel, reconditioned | 0
E1748 | Brand : Hettich, Cat no. :E1748 | Centrifuging chamber | 0
E1749 | Brand : Hettich, Cat no. :E1749 | Circuit board cpl. | 0
E1756 | Brand : Hettich, Cat no. :E1756 | Upper part cpl. | 0
E1758 | Brand : Hettich, Cat no. :E1758 | Ventilator grill | 0
E1759 | Brand : Hettich, Cat no. :E1759 | Lid | 0
E1760 | Brand : Hettich, Cat no. :E1760 | Holding device for centrifuge | 0
E1761 | Brand : Hettich, Cat no. :E1761 | Control panel complete | 0
E1763 | Brand : Hettich, Cat no. :E1763 | Control panel complete, | 0
E1765 | Brand : Hettich, Cat no. :E1765 | Control panel complete, | 0
E1766 | Brand : Hettich, Cat no. :E1766 | E-Prom ROTANTA 46 -3.03 | 0
E1767 | Brand : Hettich, Cat no. :E1767 | Control panel complete, | 0
E1768 | Brand : Hettich, Cat no. :E1768 | E-Prom ROTANTA 46R -3.03 | 0
E1772 | Brand : Hettich, Cat no. :E1772 | Drive with brake cpl. | 0
E1773 | Brand : Hettich, Cat no. :E1773 | Incremental encoder | 0
E1778 | Brand : Hettich, Cat no. :E1778 | Control panel cpl.230V 50/60Hz | 0
E1779 | Brand : Hettich, Cat no. :E1779 | E-Prom EBA 21 V3.02 | 0
E179 | Brand : Hettich, Cat no. :E179 | Resistance Ko 5,6k5% | 0
E1838 | Brand : Hettich, Cat no. :E1838 | Cover cpl. | 0
E1853 | Brand : Hettich, Cat no. :E1853 | Output section EBA 20 | 0
E1854 | Brand : Hettich, Cat no. :E1854 | Plug, OPTO HFBR 4516 | 0
E1855 | Brand : Hettich, Cat no. :E1855 | Motor EM70-25, 230V | 0
E1858 | Brand : Hettich, Cat no. :E1858 | Upper part cpl. | 0
E1861 | Brand : Hettich, Cat no. :E1861 | Upper part | 0
E1862 | Brand : Hettich, Cat no. :E1862 | Electronics - postioning | 0
E1865 | Brand : Hettich, Cat no. :E1865 | Lower part, varnished | 0
E1874 | Brand : Hettich, Cat no. :E1874 | Lid lining | 0
E1875 | Brand : Hettich, Cat no. :E1875 | Adjusting knob | 0
E1876 | Brand : Hettich, Cat no. :E1876 | Cover foil | 0
E1877 | Brand : Hettich, Cat no. :E1877 | Sealing ring with air conduction | 0
E1887 | Brand : Hettich, Cat no. :E1887 | Circuit board, supply, for | 0
E1888 | Brand : Hettich, Cat no. :E1888 | Circuit board, supply, for | 0
E1889 | Brand : Hettich, Cat no. :E1889 | Rubber-metal-bearing M8 (25x40) 45Sh | 0
E1891 | Brand : Hettich, Cat no. :E1891 | Circuit board, supply, for | 0
E1893 | Brand : Hettich, Cat no. :E1893 | Circuit board, supply, for | 0
E1894 | Brand : Hettich, Cat no. :E1894 | Circuit board, supply, | 0
E1897 | Brand : Hettich, Cat no. :E1897 | Rotor stand for High Speed rotors ROTO S | 0
E190ALT | Brand : Hettich, Cat no. :E190AL | Resistance Ko 330/5% | 0
E1912 | Brand : Hettich, Cat no. :E1912 | Shackle | 0
E1921 | Brand : Hettich, Cat no. :E1921 | Motor cover | 0
E1922 | Brand : Hettich, Cat no. :E1922 | Lid complete HAEMATOKRIT 20 | 0
E1959 | Brand : Hettich, Cat no. :E1959 | Screw K 40x40 for plastics | 0
E196 | Brand : Hettich, Cat no. :E196 | Fuse holder (d=19)6,3x32 | 0
E1967 | Brand : Hettich, Cat no. :E1967 | Sealing ring | 0
E197 | Brand : Hettich, Cat no. :E197 | Screwcap | 0
E2031 | Brand : Hettich, Cat no. :E2031 | AC motor | 0
E2033 | Brand : Hettich, Cat no. :E2033 | Lid lock | 0
E2040 | Brand : Hettich, Cat no. :E2040 | Lid for rotor 2418 | 0
E2046 | Brand : Hettich, Cat no. :E2046 | Control panel cpl. | 0
E2047 | Brand : Hettich, Cat no. :E2047 | Control panel cpl.230V | 0
E205 | Brand : Hettich, Cat no. :E205 | Cable tie 102 mm bl | 0
E2050 | Brand : Hettich, Cat no. :E2050 | Circuit board for silent block | 0
E2051 | Brand : Hettich, Cat no. :E2051 | Button, light-grey | 0
E2056 | Brand : Hettich, Cat no. :E2056 | Particion for drawer fitting in all roll | 0
E2057 | Brand : Hettich, Cat no. :E2057 | Light emitting diode, white | 0
E2068 | Brand : Hettich, Cat no. :E2068 | Temperature sensor (chamber) 60øC +/-5K | 0
E2070 | Brand : Hettich, Cat no. :E2070 | Electronics U320 230V 50-60Hz | 0
E2074 | Brand : Hettich, Cat no. :E2074 | Electronics U320R 230V 50-60Hz | 0
E2078 | Brand : Hettich, Cat no. :E2078 | E-Prom UNIVERSAL 320/320R | 0
E2082 | Brand : Hettich, Cat no. :E2082 | Gear motor (lock), 230V 50-60Hz | 0
E2084 | Brand : Hettich, Cat no. :E2084 | Spring, left | 0
E2086 | Brand : Hettich, Cat no. :E2086 | Spring, right | 0
E2094 | Brand : Hettich, Cat no. :E2094 | Rubber-metal-bearing M6 (20x35) 45Sh | 0
E2096 | Brand : Hettich, Cat no. :E2096 | Schlauchpumpe 690 ml/min 120V/ | 0
E2103 | Brand : Hettich, Cat no. :E2103 | Flow-meter (installation 90ø) | 0
E2107 | Brand : Hettich, Cat no. :E2107 | Back wall, varnished | 0
E2109 | Brand : Hettich, Cat no. :E2109 | formed part (insert) to be put for examp | 0
E2110 | Brand : Hettich, Cat no. :E2110 | formed part (shaped insert) for 50 ml F | 0
E2112 | Brand : Hettich, Cat no. :E2112 | Front panel ROTANTA 460 | 0
E2113 | Brand : Hettich, Cat no. :E2113 | Front panel ROTANTA 460S | 0
E2114 | Brand : Hettich, Cat no. :E2114 | Front panel ROTANTA 460R | 0
E2115 | Brand : Hettich, Cat no. :E2115 | Front panel ROTANTA 460RS | 0
E2116 | Brand : Hettich, Cat no. :E2116 | Lock nut | 0
E2121 | Brand : Hettich, Cat no. :E2121 | Refrigerant R404A | 0
E2130 | Brand : Hettich, Cat no. :E2130 | Elektronik-Pumpenplatine | 0
E2131 | Brand : Hettich, Cat no. :E2131 | Replacement tube for tube pump | 0
E2134 | Brand : Hettich, Cat no. :E2134 | Electronics - positioning | 0
E2135 | Brand : Hettich, Cat no. :E2135 | Lid | 0
E2136 | Brand : Hettich, Cat no. :E2136 | Circuit board, hatch | 0
E2137 | Brand : Hettich, Cat no. :E2137 | Gas spring 170N without lower fork joint | 0
E2139 | Brand : Hettich, Cat no. :E2139 | Lid complete | 0
E2140 | Brand : Hettich, Cat no. :E2140 | Lid complete | 0
E2141 | Brand : Hettich, Cat no. :E2141 | Rubber foot | 0
E2143 | Brand : Hettich, Cat no. :E2143 | E-Prom ROTANTA 460 -4.02 | 0
E2144 | Brand : Hettich, Cat no. :E2144 | E-Prom ROTANTA 460R -4.02 | 0
E2149 | Brand : Hettich, Cat no. :E2149 | Temperature sensor (upper side of | 0
E2150 | Brand : Hettich, Cat no. :E2150 | Resistance 4000W, 120Ohm | 0
E2152 | Brand : Hettich, Cat no. :E2152 | Traction spring d0,9x120,0x23,0 | 0
E2154 | Brand : Hettich, Cat no. :E2154 | Micro switch | 0
E2160 | Brand : Hettich, Cat no. :E2160 | Hatch, big, cpl. | 0
E2161 | Brand : Hettich, Cat no. :E2161 | Modification kit, lid noise dampening | 0
E2162 | Brand : Hettich, Cat no. :E2162 | Lid sealing | 0
E2163 | Brand : Hettich, Cat no. :E2163 | Gasfeder 460N mit ES-Bolzen | 0
E2164 | Brand : Hettich, Cat no. :E2164 | Clip | 0
E2165 | Brand : Hettich, Cat no. :E2165 | Rubber-metal bearing | 0
E2166 | Brand : Hettich, Cat no. :E2166 | Driving taper | 0
E2170 | Brand : Hettich, Cat no. :E2170 | Shackle | 0
E2174 | Brand : Hettich, Cat no. :E2174 | Driving taper | 0
E2180 | Brand : Hettich, Cat no. :E2180 | Front panel, varnished | 0
E2181 | Brand : Hettich, Cat no. :E2181 | Back wall, varnished | 0
E2182 | Brand : Hettich, Cat no. :E2182 | Liquefyer | 0
E2185 | Brand : Hettich, Cat no. :E2185 | Inner part for lid | 0
E2186 | Brand : Hettich, Cat no. :E2186 | Lid | 0
E2190 | Brand : Hettich, Cat no. :E2190 | Einspritzrohr | 0
E2191 | Brand : Hettich, Cat no. :E2191 | Motor cover | 0
E2192 | Brand : Hettich, Cat no. :E2192 | Adapter | 0
E2193 | Brand : Hettich, Cat no. :E2193 | Contactor 115VAC50/60Hz 16A 4s | 0
E2198 | Brand : Hettich, Cat no. :E2198 | Tube | 0
E2199 | Brand : Hettich, Cat no. :E2199 | Tubo | 0
E2220 | Brand : Hettich, Cat no. :E2220 | Stopper (white) | 0
E2224 | Brand : Hettich, Cat no. :E2224 | Lateral lining | 0
E2225 | Brand : Hettich, Cat no. :E2225 | Back wall | 0
E2230 | Brand : Hettich, Cat no. :E2230 | Control lead 26 pole length 1350 | 0
E2254 | Brand : Hettich, Cat no. :E2254 | Micro switch | 0
E2256 | Brand : Hettich, Cat no. :E2256 | Screwed cable gland M20, | 0
E2268 | Brand : Hettich, Cat no. :E2268 | Sicherungseinsatz T2,5AH UL/CS | 0
E2269 | Brand : Hettich, Cat no. :E2269 | Modification kit to change motor | 0
E2270 | Brand : Hettich, Cat no. :E2270 | Modification kit to change motor No. E96 | 0
E2271 | Brand : Hettich, Cat no. :E2271 | Dryer F-Bl 053sm 10 mm | 0
E2274 | Brand : Hettich, Cat no. :E2274 | Electronics assembly (motor lock) | 0
E2275 | Brand : Hettich, Cat no. :E2275 | E control touch panel | 0
E2284 | Brand : Hettich, Cat no. :E2284 | Contact spring CuBe L=18,49 | 0
E2286 | Brand : Hettich, Cat no. :E2286 | Self-adhesive label - arrow black - | 0
E2291 | Brand : Hettich, Cat no. :E2291 | Sealing ring | 0
E2295 | Brand : Hettich, Cat no. :E2295 | Pushbutton switch 25W | 0
E2296 | Brand : Hettich, Cat no. :E2296 | Soft-start unit | 0
E2305 | Brand : Hettich, Cat no. :E2305 | Centrifuging chamber | 0
E2308 | Brand : Hettich, Cat no. :E2308 | Control panel cpl. | 0
E2309 | Brand : Hettich, Cat no. :E2309 | Lid complete | 0
E2310 | Brand : Hettich, Cat no. :E2310 | Sealing for upper part | 0
E2311 | Brand : Hettich, Cat no. :E2311 | Transformer EL-96 230V/115V | 0
E2312 | Brand : Hettich, Cat no. :E2312 | Front panel | 0
E2318 | Brand : Hettich, Cat no. :E2318 | Lower part | 0
E2319 | Brand : Hettich, Cat no. :E2319 | Centrifuging chamber | 0
E2320 | Brand : Hettich, Cat no. :E2320 | Splicing plate | 0
E2321 | Brand : Hettich, Cat no. :E2321 | Nipple for splicing plate | 0
E2322 | Brand : Hettich, Cat no. :E2322 | Motor housing | 0
E2323 | Brand : Hettich, Cat no. :E2323 | Lock, right side | 0
E2324 | Brand : Hettich, Cat no. :E2324 | Gearbox motor (lock) 230V 50-60Hz | 0
E2325 | Brand : Hettich, Cat no. :E2325 | Lock, left | 0
E2326 | Brand : Hettich, Cat no. :E2326 | Push rod | 0
E2327 | Brand : Hettich, Cat no. :E2327 | Shoe | 0
E2329 | Brand : Hettich, Cat no. :E2329 | Electronic sensor (speed and imbalance) | 0
E2330 | Brand : Hettich, Cat no. :E2330 | Frequency motor 200V | 0
E2331 | Brand : Hettich, Cat no. :E2331 | Motor cover | 0
E2332 | Brand : Hettich, Cat no. :E2332 | Sealing ring for MIKRO 200/200R | 0
E2333 | Brand : Hettich, Cat no. :E2333 | Lining plate | 0
E2337 | Brand : Hettich, Cat no. :E2337 | Lid | 0
E2338 | Brand : Hettich, Cat no. :E2338 | Carrying plate, cpl. | 0
E2339 | Brand : Hettich, Cat no. :E2339 | Elektronik-Mikro 200 230V 50-6 | 0
E2341 | Brand : Hettich, Cat no. :E2341 | Adjusting knob | 0
E2342 | Brand : Hettich, Cat no. :E2342 | Rotary switch with cable | 0
E2343 | Brand : Hettich, Cat no. :E2343 | Cover foil N-PLUS | 0
E2345 | Brand : Hettich, Cat no. :E2345 | Lower part | 0
E2346 | Brand : Hettich, Cat no. :E2346 | Ventilator 230V850-60Hz 18W | 0
E2349 | Brand : Hettich, Cat no. :E2349 | Motor cover - sealing | 0
E2350 | Brand : Hettich, Cat no. :E2350 | Upper part, coated | 0
E2351 | Brand : Hettich, Cat no. :E2351 | Upper part, coated | 0
E2352 | Brand : Hettich, Cat no. :E2352 | Ventilator grill | 0
E2353 | Brand : Hettich, Cat no. :E2353 | Inner part for lid | 0
E2354 | Brand : Hettich, Cat no. :E2354 | Excentric | 0
E2355 | Brand : Hettich, Cat no. :E2355 | Elektronik-Mikro 200R 230V 50- | 0
E2356 | Brand : Hettich, Cat no. :E2356 | Front panel | 0
E2357 | Brand : Hettich, Cat no. :E2357 | Cover foil N-PLUS cooling | 0
E2358 | Brand : Hettich, Cat no. :E2358 | Temperaturfhler Kessel 60øC | 0
E2359 | Brand : Hettich, Cat no. :E2359 | Temperaturfhler Kondensator ( | 0
E2366 | Brand : Hettich, Cat no. :E2366 | Klixon-Element type 724UFBZZ-520 DAV2K | 0
E2372 | Brand : Hettich, Cat no. :E2372 | Frequency motor 200V | 0
E2374 | Brand : Hettich, Cat no. :E2374 | Rubber-metal-bearing M6x12 (D20x30) 45Sh | 0
E2389 | Brand : Hettich, Cat no. :E2389 | Connector plug, combination element, | 0
E2390 | Brand : Hettich, Cat no. :E2390 | Tension spring | 0
E2396 | Brand : Hettich, Cat no. :E2396 | Control lead 4 pole, length 145 | 0
E2400 | Brand : Hettich, Cat no. :E2400 | Cover plate | 0
E2401 | Brand : Hettich, Cat no. :E2401 | Cover foil | 0
E2402 | Brand : Hettich, Cat no. :E2402 | Cover foil | 0
E2404 | Brand : Hettich, Cat no. :E2404 | E-Prom MIKRO 200 - 1.07 | 0
E2438 | Brand : Hettich, Cat no. :E2438 | Frequency motor 200V | 0
E2450 | Brand : Hettich, Cat no. :E2450 | Centrifuging chamber of plastics cpl. | 0
E2455 | Brand : Hettich, Cat no. :E2455 | Hood | 0
E2456 | Brand : Hettich, Cat no. :E2456 | Cable Cu, flat 90/FSH6,3/M4 | 0
E2457 | Brand : Hettich, Cat no. :E2457 | Resistance NTC 2 Ohm (S364/2,0/M) | 0
E2465 | Brand : Hettich, Cat no. :E2465 | Electronic sensor (speed and imbalance) | 0
E2502 | Brand : Hettich, Cat no. :E2502 | Compressor 220-240V/50Hz | 0
E2508 | Brand : Hettich, Cat no. :E2508 | Lid complete | 0
E2510 | Brand : Hettich, Cat no. :E2510 | Control lead (1580 mm) 16 pole | 0
E2525 | Brand : Hettich, Cat no. :E2525 | Imbalance switch with angle | 0
E2526 | Brand : Hettich, Cat no. :E2526 | Imbalance switch with angle | 0
E2527 | Brand : Hettich, Cat no. :E2527 | Imbalance switch with angle | 0
E2528 | Brand : Hettich, Cat no. :E2528 | Imbalance switch with angle | 0
E2529 | Brand : Hettich, Cat no. :E2529 | Imbalance switch with angle | 0
E253 | Brand : Hettich, Cat no. :E253 | Lid complete, for 1423 | 0
E2530 | Brand : Hettich, Cat no. :E2530 | Imbalance switch with angle | 0
E2531 | Brand : Hettich, Cat no. :E2531 | Imbalance switch with angle | 0
E2532 | Brand : Hettich, Cat no. :E2532 | Imbalance switch with angle | 0
E2533 | Brand : Hettich, Cat no. :E2533 | Imbalance switch with angle | 0
E2536 | Brand : Hettich, Cat no. :E2536 | Micro switch (imbalance) | 0
E2537 | Brand : Hettich, Cat no. :E2537 | Imbalance switch with angle | 0
E2538 | Brand : Hettich, Cat no. :E2538 | Imbalance switch with angle | 0
E254 | Brand : Hettich, Cat no. :E254 | Collar screw | 0
E2543 | Brand : Hettich, Cat no. :E2543 | Imbalance switch cpl. | 0
E2544 | Brand : Hettich, Cat no. :E2544 | Modification kit ROTANTA 46RSC ROBOTIC | 0
E2544-1 | Brand : Hettich, Cat no. :E2544- | Umbausatz RotantaRob.-Schiebel | 0
E2545 | Brand : Hettich, Cat no. :E2545 | Lock, right, complete (230V) | 0
E2546 | Brand : Hettich, Cat no. :E2546 | Lock, left, complete | 0
E2549 | Brand : Hettich, Cat no. :E2549 | Imbalance switch with angle | 0
E255 | Brand : Hettich, Cat no. :E255 | Spacing roller | 0
E2550 | Brand : Hettich, Cat no. :E2550 | Imbalance switch with angle | 0
E2553 | Brand : Hettich, Cat no. :E2553 | Getriebemotor RSM 63/8 kpl. | 0
E2565 | Brand : Hettich, Cat no. :E2565 | Upper part, coated | 0
E2566 | Brand : Hettich, Cat no. :E2566 | Sealing for centrifuging chamber | 0
E2567 | Brand : Hettich, Cat no. :E2567 | Lid complete | 0
E2568 | Brand : Hettich, Cat no. :E2568 | Roller | 0
E2569 | Brand : Hettich, Cat no. :E2569 | Front panel | 0
E2570 | Brand : Hettich, Cat no. :E2570 | Back wall, coated | 0
E2571 | Brand : Hettich, Cat no. :E2571 | Lining plate, riveted | 0
E2572 | Brand : Hettich, Cat no. :E2572 | Control panel, cpl. | 0
E2573 | Brand : Hettich, Cat no. :E2573 | E-Prom ROTINA 38 -1.00 | 0
E2577 | Brand : Hettich, Cat no. :E2577 | Upper part, coated | 0
E2578 | Brand : Hettich, Cat no. :E2578 | Lid complete | 0
E2579 | Brand : Hettich, Cat no. :E2579 | Back wall, coated | 0
E2580 | Brand : Hettich, Cat no. :E2580 | Front panel | 0
E2581 | Brand : Hettich, Cat no. :E2581 | Control panel cpl. | 0
E2582 | Brand : Hettich, Cat no. :E2582 | E-Prom ROTINA 38R -1.00 | 0
E2590 | Brand : Hettich, Cat no. :E2590 | Imbalance switch sub-assembly | 0
E2592 | Brand : Hettich, Cat no. :E2592 | Lock cpl. | 0
E2601 | Brand : Hettich, Cat no. :E2601 | V-spring | 0
E2602 | Brand : Hettich, Cat no. :E2602 | Motor cover | 0
E2603 | Brand : Hettich, Cat no. :E2603 | Control panel cpl. | 0
E2604 | Brand : Hettich, Cat no. :E2604 | Throttle with angle El 48/20,5 2,5A/11m | 0
E2607 | Brand : Hettich, Cat no. :E2607 | Micro switch | 0
E2608 | Brand : Hettich, Cat no. :E2608 | Toothed rack | 0
E2609 | Brand : Hettich, Cat no. :E2609 | Klappe komplett | 0
E2610 | Brand : Hettich, Cat no. :E2610 | V-spring | 0
E2611 | Brand : Hettich, Cat no. :E2611 | V-spring | 0
E2612 | Brand : Hettich, Cat no. :E2612 | Switch | 0
E2614 | Brand : Hettich, Cat no. :E2614 | Scharnierhalter | 0
E2615 | Brand : Hettich, Cat no. :E2615 | Slide | 0
E2616 | Brand : Hettich, Cat no. :E2616 | Slide bearing | 0
E2617 | Brand : Hettich, Cat no. :E2617 | Anschlag | 0
E2618 | Brand : Hettich, Cat no. :E2618 | Sealing ring, rubber cord d=5 mm | 0
E262 | Brand : Hettich, Cat no. :E262 | Plastic locking | 0
E2622 | Brand : Hettich, Cat no. :E2622 | Gas spring 500N with bolt | 0
E2624 | Brand : Hettich, Cat no. :E2624 | Foot | 0
E2627 | Brand : Hettich, Cat no. :E2627 | Ball-shaped head for gas spring | 0
E2628 | Brand : Hettich, Cat no. :E2628 | Gas spring | 0
E263 | Brand : Hettich, Cat no. :E263 | Sleeve | 0
E2630 | Brand : Hettich, Cat no. :E2630 | AC motor | 0
E2631 | Brand : Hettich, Cat no. :E2631 | Drive with brake cpl. | 0
E2648 | Brand : Hettich, Cat no. :E2648 | Anti-twist, device for rubber bearing | 0
E265 | Brand : Hettich, Cat no. :E265 | Metal sheet nut M5 | 0
E2660 | Brand : Hettich, Cat no. :E2660 | Lid complete | 0
E2661 | Brand : Hettich, Cat no. :E2661 | Inner part for lid | 0
E2662 | Brand : Hettich, Cat no. :E2662 | Inner part for lid | 0
E2663 | Brand : Hettich, Cat no. :E2663 | Front panel complete | 0
E2664 | Brand : Hettich, Cat no. :E2664 | Front panel complete | 0
E2670 | Brand : Hettich, Cat no. :E2670 | Cover foil for control panel | 0
E2671 | Brand : Hettich, Cat no. :E2671 | Cover foil for control panel | 0
E2672 | Brand : Hettich, Cat no. :E2672 | Lid complete | 0
E2691 | Brand : Hettich, Cat no. :E2691 | Motor overload switch 50Hz | 0
E2697 | Brand : Hettich, Cat no. :E2697 | U-head M5x10 | 0
E2698 | Brand : Hettich, Cat no. :E2698 | Vibration absorber | 0
E2699 | Brand : Hettich, Cat no. :E2699 | Lid | 0
E270 | Brand : Hettich, Cat no. :E270 | Sealing ring 38x2 | 0
E2702 | Brand : Hettich, Cat no. :E2702 | Gasfeder 300N | 0
E2703 | Brand : Hettich, Cat no. :E2703 | Countersunk screw M5x07 | 0
E2705 | Brand : Hettich, Cat no. :E2705 | Upper part with impression | 0
E2706 | Brand : Hettich, Cat no. :E2706 | Front panel | 0
E2707 | Brand : Hettich, Cat no. :E2707 | Front panel | 0
E2711 | Brand : Hettich, Cat no. :E2711 | Frequency motor 180V | 0
E2713 | Brand : Hettich, Cat no. :E2713 | Lip Lock Assembly for Universal 320R | 0
E2715 | Brand : Hettich, Cat no. :E2715 | Rubber foot | 0
E2716 | Brand : Hettich, Cat no. :E2716 | Output section | 0
E2720 | Brand : Hettich, Cat no. :E2720 | Control panel cpl. | 0
E2721 | Brand : Hettich, Cat no. :E2721 | Upper part | 0
E2722 | Brand : Hettich, Cat no. :E2722 | Lid lining | 0
E2723 | Brand : Hettich, Cat no. :E2723 | Hinge | 0
E2724 | Brand : Hettich, Cat no. :E2724 | Centrifuging chamber cpl. | 0
E2725 | Brand : Hettich, Cat no. :E2725 | Lid with sight-glass | 0
E2726 | Brand : Hettich, Cat no. :E2726 | Gas spring 63N | 0
E2743 | Brand : Hettich, Cat no. :E2743 | Electronic sensor (speed and imbalance) | 0
E2745 | Brand : Hettich, Cat no. :E2745 | Tacho 880mm (R2=1KOhm) | 0
E2747 | Brand : Hettich, Cat no. :E2747 | Braking resistor 230V | 0
E2748 | Brand : Hettich, Cat no. :E2748 | Elektronic control panel 420 | 0
E2750 | Brand : Hettich, Cat no. :E2750 | Hinge coated | 0
E2752 | Brand : Hettich, Cat no. :E2752 | Rubber-metal-bearing M8x18 (30x40) | 0
E2756 | Brand : Hettich, Cat no. :E2756 | Cover | 0
E2757 | Brand : Hettich, Cat no. :E2757 | Cover | 0
E2758 | Brand : Hettich, Cat no. :E2758 | Push rod, cpl. | 0
E2759 | Brand : Hettich, Cat no. :E2759 | Lock, cpl., left | 0
E276 | Brand : Hettich, Cat no. :E276 | Cover foil for speed control | 0
E2760 | Brand : Hettich, Cat no. :E2760 | Lid lock, cpl. | 0
E2763 | Brand : Hettich, Cat no. :E2763 | Excentric disc, metal | 0
E2765 | Brand : Hettich, Cat no. :E2765 | Electronic 420 with software | 0
E2768 | Brand : Hettich, Cat no. :E2768 | Electronic C-Control panel (refrigerated | 0
E2769 | Brand : Hettich, Cat no. :E2769 | Lid, cpl., for non-refrigerated centrifu | 0
E2770 | Brand : Hettich, Cat no. :E2770 | Gas spring 150N | 0
E2771 | Brand : Hettich, Cat no. :E2771 | Sealing ring for ROTINA 420/420R | 0
E2772 | Brand : Hettich, Cat no. :E2772 | Contact spring | 0
E2774 | Brand : Hettich, Cat no. :E2774 | Compressor 220V-240V/50Hz SC15CLX R404A | 0
E2775 | Brand : Hettich, Cat no. :E2775 | Centrifuging chamber | 0
E2777 | Brand : Hettich, Cat no. :E2777 | Lid, cpl., for refrigerated centrifuges | 0
E2779 | Brand : Hettich, Cat no. :E2779 | Electronic C-Control panel (refrigerated | 0
E2780 | Brand : Hettich, Cat no. :E2780 | Electronic 420R with software | 0
E2781 | Brand : Hettich, Cat no. :E2781 | Entriegelungsstift kpl. | 0
E2783 | Brand : Hettich, Cat no. :E2783 | Klappe | 0
E2790 | Brand : Hettich, Cat no. :E2790 | Cover foil ROTOFIX 32A | 0
E2799 | Brand : Hettich, Cat no. :E2799 | Cover diam. 12 for screw head Torx T20 | 0
E2800 | Brand : Hettich, Cat no. :E2800 | Countersunk screw M4x8A2E with TORX-head | 0
E2804 | Brand : Hettich, Cat no. :E2804 | Lower front lining cpl. | 0
E2808 | Brand : Hettich, Cat no. :E2808 | Electrical connector with filter 10A-250 | 0
E2810 | Brand : Hettich, Cat no. :E2810 | E-Prom ROTOLAVIT V5.14 | 0
E2812 | Brand : Hettich, Cat no. :E2812 | Driving taper | 0
E2829 | Brand : Hettich, Cat no. :E2829 | Scharnierbolzen | 0
E2853 | Brand : Hettich, Cat no. :E2853 | Unwuchtschalter kpl.mit Winkel | 0
E2856 | Brand : Hettich, Cat no. :E2856 | Elektronik Schnittstelle PLD | 0
E2861 | Brand : Hettich, Cat no. :E2861 | Widerst Br, 120R, mit UL Temp- | 0
E2862 | Brand : Hettich, Cat no. :E2862 | Frontblende mit Siebdruck | 0
E2863 | Brand : Hettich, Cat no. :E2863 | Steuerleitung 220/20-polig | 0
E2865 | Brand : Hettich, Cat no. :E2865 | Frontblende mit Siebdruck (gek | 0
E2866 | Brand : Hettich, Cat no. :E2866 | Motorabdeckung gesch„umt | 0
E2869 | Brand : Hettich, Cat no. :E2869 | Unterteil | 0
E2870 | Brand : Hettich, Cat no. :E2870 | Programm:ROTINA 420/420R-V01.0 | 0
E2871 | Brand : Hettich, Cat no. :E2871 | Interface RS232(ROTINA 420/420R) | 0
E2874 | Brand : Hettich, Cat no. :E2874 | Ventilator 230V/50Hz 26W | 0
E2875 | Brand : Hettich, Cat no. :E2875 | Housing for control panel with foil | 0
E2876 | Brand : Hettich, Cat no. :E2876 | Housing for control panel with foil | 0
E2879 | Brand : Hettich, Cat no. :E2879 | Abdeckkappe (Bohrungsdurchm.18 | 0
E290 | Brand : Hettich, Cat no. :E290 | Resistance Ko 220/5% | 0
E2907 | Brand : Hettich, Cat no. :E2907 | Kompressor 230V/60Hz SC15CLX R | 0
E2908 | Brand : Hettich, Cat no. :E2908 | Steuerleitung 1200/9-polig | 0
E2909 | Brand : Hettich, Cat no. :E2909 | Aufkleber Spg+Freq (Legi:new_V | 0
E2920 | Brand : Hettich, Cat no. :E2920 | Kompressor 220V-240V/50Hz LG - | 0
E2924 | Brand : Hettich, Cat no. :E2924 | Motorschutzschalter | 0
E2925 | Brand : Hettich, Cat no. :E2925 | Hilfsschalter 1S+1™ | 0
E2930 | Brand : Hettich, Cat no. :E2930 | Gas spring 270 with bolt | 0
E2953 | Hettich Motor for Universal 320R | Ident No:E2953 | 0
E2959 | Brand : Hettich, Cat no. :E2959 | Vorlagematerial fr HALB | 0
E2976 | Brand : Hettich, Cat no. :E2976 | Frontverkleidung oben, bestckt | 0
E2977 | Brand : Hettich, Cat no. :E2977 | Frontblende mit Siebdruck | 0
E2988 | Brand : Hettich, Cat no. :E2988 | Oberteil kpl. | 0
E2995 | Brand : Hettich, Cat no. :E2995 | Axial ventilator diam.300, 230V UL | 0
E2STD100MG | AccuTEC E2 STD Weight 100mg | Code No: E2STD100MG | 0
E2STD10G | AccuTEC E2 STD Weight 10g | Code No: E2STD10G | 0
E2STD1G | AccuTEC E2 STD Weight | Cap: 1g | 0
E2STD200G | AccuTEC E2 STD Weight 200g | Code No: E2STD200G | 0
E2STD200G1G | AccuTEC E2 STD Weight Set | 1g~200g (11Pcs) | 0
E2STD20MG | E2 Standard weight 20mg |  | 0
E2STD500G | AccuTEC E2 Steel STD Weight | Cap: 500g | 0
E2STD500MG1MG | AccuTEC E2 STD Weight Set | 1mg~500mg (12Pcs) | 0
E2STD5G | AccuTEC E2 STD Weight | Cap: 5g | 0
E2STD5MG | -E2 Standard weight 5mg |  | 0
E300F-ILED | FLUORESCENT RESEARCH MICROSCOPE | Code No: E300F-ILED | 0
E302 | Brand : Hettich, Cat no. :E302 | Ventilator | 0
E3037 | Brand : Hettich, Cat no. :E3037 | Hematocrite-plate 24-place complete | 0
E3038 | Brand : Hettich, Cat no. :E3038 | Carrying plate, cpl. | 0
E309 | Brand : Hettich, Cat no. :E309 | Washer 15x6,4x1 PE nat | 0
E327 | Brand : Hettich, Cat no. :E327 | Varistor BOV-275S10K | 0
E3291 | Terostat MS 930 sealant grey 310 ml | Cat No: E3291 | 0
E331 | Brand : Hettich, Cat no. :E331 | Connecting cable with plug | 0
E343 | Brand : Hettich, Cat no. :E343 | Rubber-metal-bearing M6 (20x30) 55ShA | 0
E345 | Brand : Hettich, Cat no. :E345 | Speed control 230V 6000 rpm | 0
E351 | Brand : Hettich, Cat no. :E351 | Connector plug | 0
E352 | Brand : Hettich, Cat no. :E352 | Fuse holder 5x20 | 0
E3535 | Brand : Hettich, Cat no. :E3535 |  | 0
E354 | Brand : Hettich, Cat no. :E354 | Connector plug 10A 250V 2xSi | 0
E360 | Brand : Hettich, Cat no. :E360 | TRIAC TIC 22611 600V 8A | 0
E378 | Brand : Hettich, Cat no. :E378 | Lid for EBA 8 | 0
E386 | Brand : Hettich, Cat no. :E386 | IC control U211B2 | 0
E388 | Brand : Hettich, Cat no. :E388 | Sleeve M 10 (25x25x2) | 0
E396 | Brand : Hettich, Cat no. :E396 | Cover hinge | 0
E397 | Brand : Hettich, Cat no. :E397 | Hinge, left | 0
E398 | Brand : Hettich, Cat no. :E398 | Hinge, right | 0
E403 | Brand : Hettich, Cat no. :E403 | Cover in upper part | 0
E425 | Brand : Hettich, Cat no. :E425 | Lock with stroke magnet 230V 50/60Hz | 0
E426 | Brand : Hettich, Cat no. :E426 | Lock without stroke magnet a | 0
E427 | Brand : Hettich, Cat no. :E427 | Adjusting knob cpl. | 0
E475 | Brand : Hettich, Cat no. :E475 | Side panel with noise dampening | 0
E476 | Brand : Hettich, Cat no. :E476 | Rubber-metal-bearing M4(10x15) | 0
E485 | Brand : Hettich, Cat no. :E485 | Lining plate complete | 0
E488 | Brand : Hettich, Cat no. :E488 | Spiral spring pin | 0
E507 | Brand : Hettich, Cat no. :E507 | Connector plug | 0
E508 | Brand : Hettich, Cat no. :E508 | Bolt | 0
E509 | Brand : Hettich, Cat no. :E509 | Washer DIN 471, 6x0,7 | 0
E510 | Brand : Hettich, Cat no. :E510 | Lining plate for ROTANTA/T and TC | 0
E511 | Brand : Hettich, Cat no. :E511 | Lining plate,for ROTANTA TR/TRC | 0
E516 | Brand : Hettich, Cat no. :E516 | Panel lower side, varnished | 0
E526 | Brand : Hettich, Cat no. :E526 | Rubber-metal-bearing | 0
E528 | Brand : Hettich, Cat no. :E528 | Lock without stroke magnet | 0
E529 | Brand : Hettich, Cat no. :E529 | Lock without switch and stroke magnet | 0
E532 | Brand : Hettich, Cat no. :E532 | Pulley block | 0
E538 | Brand : Hettich, Cat no. :E538 | Ventilator | 0
E539 | Brand : Hettich, Cat no. :E539 | Capacitor 2uF/10 % | 0
E546 | Brand : Hettich, Cat no. :E546 | Lid sealing | 0
E547 | Brand : Hettich, Cat no. :E547 | Fuse link F8A (6x32) | 0
E549 | Brand : Hettich, Cat no. :E549 | Guide roller without locking gear | 0
E557 | Brand : Hettich, Cat no. :E557 | Rubber-metal-bearing | 0
E561 | Brand : Hettich, Cat no. :E561 | Finely-fluted matting | 0
E563 | Brand : Hettich, Cat no. :E563 | Motor compl. EM70-30K | 0
E564 | Brand : Hettich, Cat no. :E564 | Electronics HORIZONTOER 220V 5 | 0
E565 | Brand : Hettich, Cat no. :E565 | Time adjustment for Electronic | 0
E566 | Brand : Hettich, Cat no. :E566 | Electronics for speed governor | 0
E573 | Brand : Hettich, Cat no. :E573 | Resistance Ko 2,2k5% | 0
E576 | Brand : Hettich, Cat no. :E576 | Dynamic driver coupling | 0
E585-1 | Brand : Hettich, Cat no. :E585-1 | Hygienic rotor | 0
E585-2 | Brand : Hettich, Cat no. :E585-2 | Lid for hygienic rotor with | 0
E588 | Brand : Hettich, Cat no. :E588 | Ventilator 230V 50/60Hz 90W | 0
E589 | Brand : Hettich, Cat no. :E589 | Capacitor 2,5uF/5% | 0
E598 | Brand : Hettich, Cat no. :E598 | Bolt | 0
E601 | Brand : Hettich, Cat no. :E601 | Motor complete (for EBA 30, | 0
E603 | Brand : Hettich, Cat no. :E603 | Carbon brush V511, 5x8x20mm | 0
E604 | Brand : Hettich, Cat no. :E604 | Anti-twist-device D 20 for | 0
E605 | Brand : Hettich, Cat no. :E605 | Elastic buffer | 0
E606 | Brand : Hettich, Cat no. :E606 | Radio suppression filter 250V 3,3A | 0
E607 | Brand : Hettich, Cat no. :E607 | Resistance DrZe 22/10% 45W | 0
E608 | Brand : Hettich, Cat no. :E608 | Adjusting knob cpl. | 0
E609 | Brand : Hettich, Cat no. :E609 | Flat spring | 0
E610 | Brand : Hettich, Cat no. :E610 | Friction rubber | 0
E611 | Brand : Hettich, Cat no. :E611 | Deckelfeder mit Abstandsrolle | 0
E612 | Brand : Hettich, Cat no. :E612 | Sealing ring without air conduction | 0
E613 | Brand : Hettich, Cat no. :E613 | Hexagonal pin wrench opening 5 | 0
E614 | Brand : Hettich, Cat no. :E614 | Output section 230V 50Hz | 0
E616 | Brand : Hettich, Cat no. :E616 | Control panel (EBA 30) | 0
E621 | Brand : Hettich, Cat no. :E621 | Housing for control panel cpl. | 0
E622 | Brand : Hettich, Cat no. :E622 | Spring for control panel | 0
E623 | Brand : Hettich, Cat no. :E623 | Adjusting knob (control panel) | 0
E624 | Brand : Hettich, Cat no. :E624 | Sealing ring d=3mm | 0
E626 | Brand : Hettich, Cat no. :E626 | Lid lining EBA 30 | 0
E627 | Brand : Hettich, Cat no. :E627 | Centrifuging chamber | 0
E638 | Brand : Hettich, Cat no. :E638 | Dryer F-Bl 052sm 6mm | 0
E639 | Brand : Hettich, Cat no. :E639 | Pressostat (8-28bar) soldered | 0
E640 | Brand : Hettich, Cat no. :E640 | Magnetic valve 142IRSZ, 6 mm | 0
E657 | Brand : Hettich, Cat no. :E657 | Adjusting knob | 0
E694 | Brand : Hettich, Cat no. :E694 | Electronics 50Hz | 0
E695 | Brand : Hettich, Cat no. :E695 | Cover foil 0,2 mm | 0
E696 | Brand : Hettich, Cat no. :E696 | Spacing bolt width 8, l=20, | 0
E697 | Brand : Hettich, Cat no. :E697 | Control panel cpl. 230V | 0
E698 | Brand : Hettich, Cat no. :E698 | Hinge | 0
E699 | Brand : Hettich, Cat no. :E699 | Lock cpl. 230V | 0
E700 | Brand : Hettich, Cat no. :E700 | Lid, varnished | 0
E701 | Brand : Hettich, Cat no. :E701 | Lining plate, varnished | 0
E702 | Brand : Hettich, Cat no. :E702 | Lining plate complete | 0
E703 | Brand : Hettich, Cat no. :E703 | Upper part with screen print | 0
E704 | Brand : Hettich, Cat no. :E704 | Centrifuging chamber cpl. | 0
E705 | Brand : Hettich, Cat no. :E705 | Sealing | 0
E706 | Brand : Hettich, Cat no. :E706 | Sealing | 0
E707 | Brand : Hettich, Cat no. :E707 | Folded bellows | 0
E708 | Brand : Hettich, Cat no. :E708 | Hood (for frequency motor) | 0
E709 | Brand : Hettich, Cat no. :E709 | Lower part, varnished | 0
E710 | Brand : Hettich, Cat no. :E710 | Anti-twist-device D 40for | 0
E711 | Brand : Hettich, Cat no. :E711 | Elastic buffer | 0
E712 | Brand : Hettich, Cat no. :E712 | Front panel, varnished | 0
E713 | Brand : Hettich, Cat no. :E713 | Back wall, varnished | 0
E714 | Brand : Hettich, Cat no. :E714 | Side panel left, varnished | 0
E715 | Brand : Hettich, Cat no. :E715 | Side panel right, varnished | 0
E716 | Brand : Hettich, Cat no. :E716 | Screw KA 50x12 WN-1441 A2 | 0
E717 | Brand : Hettich, Cat no. :E717 | Washer 12x4,3x1 PE nat | 0
E718 | Brand : Hettich, Cat no. :E718 | Screw KA 50x30 WN-1442 | 0
E719 | Brand : Hettich, Cat no. :E719 | Contact metal | 0
E720 | Brand : Hettich, Cat no. :E720 | Panel (dark grey) | 0
E721 | Brand : Hettich, Cat no. :E721 | Gas spring 115N | 0
E722 | Brand : Hettich, Cat no. :E722 | U-head G6x12 | 0
E723 | Brand : Hettich, Cat no. :E723 | Bolt for forked head 6x12 SXN01 | 0
E724 | Brand : Hettich, Cat no. :E724 | Bolt | 0
E725 | Brand : Hettich, Cat no. :E725 | Bolt | 0
E726 | Brand : Hettich, Cat no. :E726 | Shim ring 9x1 DIN 471 | 0
E727 | Brand : Hettich, Cat no. :E727 | Flat spring | 0
E728 | Brand : Hettich, Cat no. :E728 | Radio suppression filter 250V 4A | 0
E729 | Brand : Hettich, Cat no. :E729 | Motor complete (for replacemen | 0
E730 | Brand : Hettich, Cat no. :E730 | Tachometer | 0
E731 | Brand : Hettich, Cat no. :E731 | Rubber bearing complete | 0
E732 | Brand : Hettich, Cat no. :E732 | Anti-twist-device D 25 for | 0
E733 | Brand : Hettich, Cat no. :E733 | Resistor DrZe 330/10% 45W | 0
E734 | Brand : Hettich, Cat no. :E734 | Control panel cpl. | 0
E735 | Brand : Hettich, Cat no. :E735 | Control panel cpl. | 0
E736 | Brand : Hettich, Cat no. :E736 | Plate for electronics | 0
E737 | Brand : Hettich, Cat no. :E737 | Output section | 0
E738 | Brand : Hettich, Cat no. :E738 | Fuse link T8A (5x20) | 0
E739 | Brand : Hettich, Cat no. :E739 | PCB operating controller 230V | 0
E740 | Brand : Hettich, Cat no. :E740 | Operating controller | 0
E741 | Brand : Hettich, Cat no. :E741 | Fuse link T50mA (5x20) | 0
E742 | Brand : Hettich, Cat no. :E742 | Control lead (500mm) curved | 0
E743 | Brand : Hettich, Cat no. :E743 | Control lead (180mm) straight | 0
E744 | Brand : Hettich, Cat no. :E744 | Control lead (365mm) curved | 0
E745 | Brand : Hettich, Cat no. :E745 | Control lead (445mm) curved | 0
E746 | Brand : Hettich, Cat no. :E746 | Control lead complete | 0
E747 | Brand : Hettich, Cat no. :E747 | Control lead complete | 0
E748 | Brand : Hettich, Cat no. :E748 | Modification kit for | 0
E749 | Brand : Hettich, Cat no. :E749 | Ventilator cpl. 230V 50Hz | 0
E750 | Brand : Hettich, Cat no. :E750 | Air duct complete | 0
E751 | Brand : Hettich, Cat no. :E751 | Dryer F-Bl 032sm 6mm | 0
E752 | Brand : Hettich, Cat no. :E752 | Temperature sensor (lid) | 0
E753 | Brand : Hettich, Cat no. :E753 | Finely-fluted matting | 0
E754 | Brand : Hettich, Cat no. :E754 | Plug housing 2-pole | 0
E755 | Brand : Hettich, Cat no. :E755 | Compressor L57TN 230/240V 50Hz | 0
E756 | Brand : Hettich, Cat no. :E756 | Thermal overload switch | 0
E757 | Brand : Hettich, Cat no. :E757 | Relay 9660A-131 2008Z0S | 0
E758 | Brand : Hettich, Cat no. :E758 | Starting capacitor 47-56MF | 0
E759 | Brand : Hettich, Cat no. :E759 | Rubber ring | 0
E774 | Brand : Hettich, Cat no. :E774 | Jumper for electronics | 0
E775 | Brand : Hettich, Cat no. :E775 | Locking shackle 10-pole | 0
E776 | Brand : Hettich, Cat no. :E776 | Locking shackle 16-pole | 0
E777 | Brand : Hettich, Cat no. :E777 | Cover foil for PCB operating | 0
E800M | Biological Trinocular Research | Microscope Rax Vision Model : E800M | 0
E800MF | FLUORESCENT RESEARCH MICROSCOPE | Brand: Rax Vision Model: E800MF | 0
E808 | Brand : Hettich, Cat no. :E808 | Damper with strap | 0
E811 | Brand : Hettich, Cat no. :E811 | Lid with screen print EBA 8S | 0
E812 | Brand : Hettich, Cat no. :E812 | Switch OFF plug box 6,3 | 0
E813 | Brand : Hettich, Cat no. :E813 | Back wall, varnished | 0
E814 | Brand : Hettich, Cat no. :E814 | Temperature protection | 0
E816 | Brand : Hettich, Cat no. :E816 | Sealing ring | 0
E821 | Brand : Hettich, Cat no. :E821 | Frequency motor 230V | 0
E822 | Brand : Hettich, Cat no. :E822 | Frequency motor 230V | 0
E823 | Brand : Hettich, Cat no. :E823 | Frequency motor 115V | 0
E825 | Brand : Hettich, Cat no. :E825 | Tacho 180mm (R2=1KOhm) | 0
E827 | Brand : Hettich, Cat no. :E827 | Radio suppression filter 250V 2,5A | 0
E829 | Brand : Hettich, Cat no. :E829 | Control panel cpl. 230V 50/60Hz | 0
E830 | Brand : Hettich, Cat no. :E830 | Control panel cpl. 230V | 0
E831 | Brand : Hettich, Cat no. :E831 | Output section | 0
E831-1 | Brand : Hettich, Cat no. :E831-1 | Output section 230V 50/60Hz | 0
E832 | Brand : Hettich, Cat no. :E832 | Circuit board, supply, for | 0
E834 | Brand : Hettich, Cat no. :E834 | Circuit board, supply, for | 0
E835 | Brand : Hettich, Cat no. :E835 | Control lead (300 mm) cvd. | 0
E837 | Brand : Hettich, Cat no. :E837 | Cover foil for electronics | 0
E838 | Brand : Hettich, Cat no. :E838 | Rubber ring | 0
E839 | Brand : Hettich, Cat no. :E839 | Motor cover | 0
E840 | Brand : Hettich, Cat no. :E840 | Motor cover | 0
E841 | Brand : Hettich, Cat no. :E841 | Sealing ring | 0
E842 | Brand : Hettich, Cat no. :E842 | Control lead 130/cvd 10 pole | 0
E843 | Brand : Hettich, Cat no. :E843 | Control lead 130/cvd 16 pole | 0
E844 | Brand : Hettich, Cat no. :E844 | Compressor AEZ 4430Y | 0
E849 | Brand : Hettich, Cat no. :E849 | Resistance DrZe 82/10% 45W | 0
E850 | Brand : Hettich, Cat no. :E850 | Motor complete | 0
E853 | Brand : Hettich, Cat no. :E853 | Motor EM 87-30,230V 400/min | 0
E854 | Brand : Hettich, Cat no. :E854 | Carbon brush 122 07, 8x6,4x24 | 0
E855 | Brand : Hettich, Cat no. :E855 | Electronics assembly 50Hz | 0
E858 | Brand : Hettich, Cat no. :E858 | Switch OFF (4,8) | 0
E859 | Brand : Hettich, Cat no. :E859 | START key | 0
E860 | Brand : Hettich, Cat no. :E860 | Lamp, green | 0
E861 | Brand : Hettich, Cat no. :E861 | Time switch (60 min) | 0
E862 | Brand : Hettich, Cat no. :E862 | Speed indicator (0-6000) | 0
E863 | Brand : Hettich, Cat no. :E863 | Potentiometer/speed indication | 0
E864 | Brand : Hettich, Cat no. :E864 | Fuse insert T500ma (5x20) | 0
E866 | Brand : Hettich, Cat no. :E866 | Radio suppression filter 250V 3,4A | 0
E867 | Brand : Hettich, Cat no. :E867 | Potentiometer/speed indication | 0
E868 | Brand : Hettich, Cat no. :E868 | Speed indicator (0-15000) | 0
E869 | Brand : Hettich, Cat no. :E869 | Time switch (15 min) | 0
E870 | Brand : Hettich, Cat no. :E870 | Control lead 125/str 16pol | 0
E871 | Brand : Hettich, Cat no. :E871 | Control lead 150/cvd 10 pole | 0
E874 | Brand : Hettich, Cat no. :E874 | Ventilator 230V 50/60Hz 15/17W | 0
E880 | Brand : Hettich, Cat no. :E880 | Lid complete | 0
E881 | Brand : Hettich, Cat no. :E881 | Motor cover | 0
E882 | Brand : Hettich, Cat no. :E882 | Spacing bolt | 0
E883 | Brand : Hettich, Cat no. :E883 | Circuit board, supply, for | 0
E884 | Brand : Hettich, Cat no. :E884 | Circuit board, supply, for | 0
E886 | Brand : Hettich, Cat no. :E886 | Protection against temperature exceeding | 0
E887 | Brand : Hettich, Cat no. :E887 | Control panel cpl.230V | 0
E889 | Brand : Hettich, Cat no. :E889 | Control lead 16-/10 pole | 0
E890 | Brand : Hettich, Cat no. :E890 | Control lead 10 pole | 0
E891 | Brand : Hettich, Cat no. :E891 | Fuse insert T1,6AH (5x20) | 0
E892 | Brand : Hettich, Cat no. :E892 | Cover foil | 0
E893 | Brand : Hettich, Cat no. :E893 | Sealing ring for lid | 0
E894 | Brand : Hettich, Cat no. :E894 | Hinge with brake for | 0
E894-1 | Brand : Hettich, Cat no. :E894-1 | Hinge without brake for | 0
E895 | Brand : Hettich, Cat no. :E895 | Temperature sensor cpl. | 0
E896 | Brand : Hettich, Cat no. :E896 | Temperature protection | 0
E897 | Brand : Hettich, Cat no. :E897 | Compressor 220-240V 50Hz 470W | 0
E899 | Brand : Hettich, Cat no. :E899 | Radio suppression filter 230V | 0
E900 | Brand : Hettich, Cat no. :E900 | Lid complete | 0
E901 | Brand : Hettich, Cat no. :E901 | Lid lining | 0
E902 | Brand : Hettich, Cat no. :E902 | Spiral spring pin ISO 8750-4x24-A2 | 0
E903 | Brand : Hettich, Cat no. :E903 | Circuit board cpl. for | 0
E904 | Brand : Hettich, Cat no. :E904 | Circuit board cpl. | 0
E905 | Brand : Hettich, Cat no. :E905 | Frequency motor 230V | 0
E906 | Brand : Hettich, Cat no. :E906 | Tacho | 0
E907 | Brand : Hettich, Cat no. :E907 | Motor cover | 0
E908 | Brand : Hettich, Cat no. :E908 | Folded bellows | 0
E909 | Brand : Hettich, Cat no. :E909 | Static frequency converter for | 0
E911 | Brand : Hettich, Cat no. :E911 | Fuse insert T2A,L (5x20) | 0
E912 | Brand : Hettich, Cat no. :E912 | Braking chopper | 0
E913 | Brand : Hettich, Cat no. :E913 | Connector plug snap-in | 0
E914 | Brand : Hettich, Cat no. :E914 | Fuse insert T5A,H (5x20) | 0
E915 | Brand : Hettich, Cat no. :E915 | Radio suppression filter 250V 4A | 0
E916 | Brand : Hettich, Cat no. :E916 | Compressor CAE4440Y | 0
E917 | Brand : Hettich, Cat no. :E917 | Relay for compressor CAE 4440Y | 0
E918 | Brand : Hettich, Cat no. :E918 | Thermal overload switch | 0
E919 | Brand : Hettich, Cat no. :E919 | Starting capacitor for CAE | 0
E920 | Brand : Hettich, Cat no. :E920 | Temperature sensor (lid) | 0
E921 | Brand : Hettich, Cat no. :E921 | Temperature sensor (liquefyer) | 0
E922 | Brand : Hettich, Cat no. :E922 | Temperature sensor cpl. (chamber) | 0
E923 | Brand : Hettich, Cat no. :E923 | Motor housing | 0
E924 | Brand : Hettich, Cat no. :E924 | Cover cpl. | 0
E925 | Brand : Hettich, Cat no. :E925 | Cover cpl. ROTANTA 96R, ROTINA 48R | 0
E926 | Brand : Hettich, Cat no. :E926 | Lining plate, varnished | 0
E927 | Brand : Hettich, Cat no. :E927 | Lining plate varnished | 0
E928 | Brand : Hettich, Cat no. :E928 | Back wall, varnished | 0
E929 | Brand : Hettich, Cat no. :E929 | Back wall, varnished | 0
E930 | Brand : Hettich, Cat no. :E930 | Front panel varnished | 0
E932 | Brand : Hettich, Cat no. :E932 | Ventilator grill | 0
E934 | Brand : Hettich, Cat no. :E934 | Circuit board for variable | 0
E935 | Brand : Hettich, Cat no. :E935 | Circuit board, supply, for | 0
E936 | Brand : Hettich, Cat no. :E936 | Control panel cpl. 230V 50/60Hz | 0
E937 | Brand : Hettich, Cat no. :E937 | Control panel cpl. | 0
E939 | Brand : Hettich, Cat no. :E939 | PCB operating controller 230V | 0
E941 | Brand : Hettich, Cat no. :E941 | Motor cpl. | 0
E942 | Brand : Hettich, Cat no. :E942 | Control panel cpl. 230V 50/60Hz | 0
E943 | Brand : Hettich, Cat no. :E943 | Lid complete | 0
E950 | Brand : Hettich, Cat no. :E950 | Circuit board, refrigeration, | 0
E952 | Brand : Hettich, Cat no. :E952 | Circuit board for electronics | 0
E954 | Brand : Hettich, Cat no. :E954 | Adjusting knob (control panel) | 0
E955 | Brand : Hettich, Cat no. :E955 | Lock nut | 0
E956 | Brand : Hettich, Cat no. :E956 | Lock nut | 0
E958 | Brand : Hettich, Cat no. :E958 | Buffer | 0
E961 | Brand : Hettich, Cat no. :E961 | Motor cover | 0
E962 | Brand : Hettich, Cat no. :E962 | Control panel cpl. | 0
E963 | Brand : Hettich, Cat no. :E963 | Connector plug snap-in | 0
E964 | Brand : Hettich, Cat no. :E964 | Temperature sensor (chamber) 60øC | 0
E965 | Brand : Hettich, Cat no. :E965 | Resistance Br (400W) | 0
E966 | Brand : Hettich, Cat no. :E966 | Motor cover | 0
E967 | Brand : Hettich, Cat no. :E967 | Sealing between motor and centrifuging | 0
E968 | Brand : Hettich, Cat no. :E968 | Pulley block, welded | 0
E969 | Brand : Hettich, Cat no. :E969 | Hood | 0
E970 | Brand : Hettich, Cat no. :E970 | Lining plate | 0
E971 | Brand : Hettich, Cat no. :E971 | Lining plate varnished | 0
E973 | Brand : Hettich, Cat no. :E973 | Compressor 230-240V 50Hz | 0
E975 | Brand : Hettich, Cat no. :E975 | Circuit board cpl. for | 0
E976 | Brand : Hettich, Cat no. :E976 | Static frequency converter | 0
E977 | Brand : Hettich, Cat no. :E977 | Lining plate | 0
E978 | Brand : Hettich, Cat no. :E978 | Back wall, varnished | 0
E979 | Brand : Hettich, Cat no. :E979 | Connecting cable 16A 250V | 0
E980 | Brand : Hettich, Cat no. :E980 | Radio supression filter | 0
E982 | Brand : Hettich, Cat no. :E982 | Temperature sensor (suction tube) | 0
E984 | Brand : Hettich, Cat no. :E984 | Lid with inscription | 0
E986 | Brand : Hettich, Cat no. :E986 | Lock, 1 switch, with stroke | 0
E989 | Brand : Hettich, Cat no. :E989 | Sleeve housing 2-pole | 0
E990 | Brand : Hettich, Cat no. :E990 | Plug housing | 0
E991 | Brand : Hettich, Cat no. :E991 | Module-socket plate | 0
E992 | Brand : Hettich, Cat no. :E992 | Code profile for module | 0
E993 | Brand : Hettich, Cat no. :E993 | Coding pin for module | 0
E994 | Brand : Hettich, Cat no. :E994 | Plug housing | 0
E995 | Brand : Hettich, Cat no. :E995 | Plug housing | 0
E996 | Brand : Hettich, Cat no. :E996 | Cable tie 300 mm | 0
E997 | Brand : Hettich, Cat no. :E997 | Fuse insert T3,15AH (5x20) | 0
E998 | Brand : Hettich, Cat no. :E998 | Cover disk | 0
EARMFOCUSRACK | E arm focus rack |  | 0
EASYCAPCAPTURE | USB 2.0 Video Adapter with Audio | Code No: EASYCAPCAPTURE | 0
EB12KH | Balance 12kg x 1g | EB12KH | 0
EB1X20WCHAFITUV | EB1 X 20W CHANNEL FITTING C/W JAPAN |  | 0
EC59 | Milwaukee Pocket-size EC/TDS Temp Meter | Model: EC59 ,TDS:2000ppm | 0
EC60 | Milwaukee Pocket-size EC/TDS Temp Meter | Model: EC ,10.00ppt | 0
ECE600 | Mini Type ARM Magnetic Stand 25kg | Model:ECE600 | 0
ECOTESTRPH2 | EcoTestr pH 2 | Waterproof EcoTestr pH 2 | 0
ED2L | Tablet Disintegration Test Apparatus | ED-2L | 0
ED60 | ED-60 | DRY CABINET | 0
EFD-5A1 | Frontier DUO Fume Hood 5ft/1.5m with | Simple Switch Controls (A Series) | 0
EHJ 7748 | Projector Bulb 24v 250w | Model:EHJ 7748 | 0
EIS EP-9A | EISEN EP-9A |  | 0
EIS EP-9B | EISEN EP-9B |  | 0
EIS-0.2 | 0.20,0.30 & 0.40mm |  | 0
EIS0.22 | Eisen Ind. Pin Gage EP Series | Size: 0.22mm | 0
EIS0.39 | Eisen Ind. Pin Gage EP Series | Size: 0.39 | 0
EIS-0.5 | 0.50 to 0.90mm STEP:0.05mm |  | 0
EIS0.57 | Eisen Ind. Pin Gage EP-Series | Size: 0.57MM | 0
EIS0.58 | Eisen Ind. Pin Gage EP-Series | SIZE :0.58MM | 0
EIS0.59 | Eisen Ind. Pin Gage EP-Series | SIZE :0.59MM | 0
EIS-1.0 | 1.00 & 1.10mm |  | 0
EIS-1.1 | 1.10 to 1.30mm STEP:0.05mm |  | 0
EIS1.105 | BRAND : EISEN | INDIVIDUAL PIN GAUGE SIZE:1.105 | 0
EIS1.143 | BRAND : EISEN | INDIVIDUAL PIN GAUGE SIZE:1.143 | 0
EIS1.181 | BRAND : EISEN | INDIVIDUAL PIN GAUGE SIZE:1.181 | 0
EIS1.219 | BRAND : EISEN | INDIVIDUAL PIN GAUGE SIZE:1.219 | 0
EIS1.22 | Eisen Ind.Pin Gage EK Series, | Size: 1.22mm | 0
EIS1.50 | Eisen Ind.Pin Gage EK Series, | Size: 1.50mm | 0
EIS1.525 | BRAND : EISEN | INDIVIDUAL PIN GAUGE SIZE:1.525 | 0
EIS1.54 | Eisen Ind.Pin Gage EK Series, | Size: 1.54mm | 0
EIS1.563 | BRAND : EISEN | INDIVIDUAL PIN GAUGE SIZE:1.563 | 0
EIS1.59 | BRAND : EISEN |  | 0
EIS1.599 | BRAND : EISEN | INDIVIDUAL PIN GAUGE SIZE:1.599 | 0
EIS-1.6 | 1.60 &1.70mm |  | 0
EIS1.601 | BRAND : EISEN | INDIVIDUAL PIN GAUGE SIZE:1.601 | 0
EIS-1.61 | 1.61 & 2.12mm |  | 0
EIS-1.615 | 1.615mm |  | 0
EIS1.637 | BRAND : EISEN | INDIVIDUAL PIN GAUGE SIZE:1.637 | 0
EIS1.639 | BRAND : EISEN | INDIVIDUAL PIN GAUGE SIZE:1.639 | 0
EIS1.657 | Eisen Ind. Pin Gage EP-Series | Size: 1.657 | 0
EIS1.678 | BRAND : EISEN | INDIVIDUAL PIN GAUGE SIZE:1.678 | 0
EIS1.695 | Eisen Ind. Pin Gage EP-Series | Size: 1.695mm | 0
EIS-1.7 | Eisen Ind. Pin Gage EP Series Dia:1.7mm |  | 0
EIS1.704 | BRAND : EISEN | INDIVIDUAL PIN GAUGE SIZE:1.704 | 0
EIS1.715 | BRAND : EISEN | INDIVIDUAL PIN GAUGE SIZE:1.715 | 0
EIS1.726 | BRAND : EISEN | INDIVIDUAL PIN GAUGE SIZE:1.726 | 0
EIS1.729 | Eisen Ind. Pin Gage EP Series | Size: 1.729 | 0
EIS1.777 | Eisen Ind. Pin Gage EP Series | Size:1.777 | 0
EIS1.79 | Eisen Ind.Pin Gage EK Series, | Size: 1.79mm | 0
EIS1.802 | BRAND : EISEN | INDIVIDUAL PIN GAUGE SIZE:1.802 | 0
EIS1.828 | Eisen Ind. Pin Gage Tol: +/- 0.001mm | Size: 1.828mm | 0
EIS1.982 | Eisen Ind. Pin Gage Tol: +/- 0.001mm | Size: 1.982mm | 0
EIS1.983 | Eisen Ind. Pin Gage EP Series | Size: 1.983 | 0
EIS1.986 | Eisen Ind. Pin Gage Tol: +/- 0.001mm | Size: 1.986mm | 0
EIS11.53 | Eisen Ind.Pin Gage EP Series | Size: 11.53 | 0
EIS2.033 | BRAND : EISEN | INDIVIDUAL PIN GAUGE SIZE:2.033 | 0
EIS2.050 | Eisen Ind.Pin Gage EP Series SIZE:2.050M |  | 0
EIS2.052 | Eisen Ind.Pin Gage EP Series Size:2.2052 |  | 0
EIS2.058 | BRAND : EISEN | INDIVIDUAL PIN GAUGE SIZE:2.058 | 0
EIS2.075 | Eisen Ind.Pin Gage EP Series SIZE 2.075M |  | 0
EIS2.077 | Eisen Ind.Pin Gage EP Series SIZE:2.077M |  | 0
EIS2.081 | Eisen Ind. Pin Gage EP Series | Size:2.081 | 0
EIS2.082 | BRAND : EISEN | INDIVIDUAL PIN GAUGE SIZE:2.082 | 0
EIS2.145 | BRAND : EISEN | INDIVIDUAL PIN GAUGE SIZE:2.145 | 0
EIS-2.215 | 2.215mm |  | 0
EIS2.223 | BRAND : EISEN | INDIVIDUAL PIN GAUGE SIZE:2.223 | 0
EIS2.247 | BRAND : EISEN | INDIVIDUAL PIN GAUGE SIZE:2.247 | 0
EIS2.267 | Eisen Ind. Pin Gage EP-Series | SIZE 2.267mm | 0
EIS2.271 | Eisen Ind. Pin Gage Tol: +/- 0.001mm | Size: 2.271mm | 0
EIS2.305 | Eisen Ind. Pin Gage EP-Series | Size: 2.305 mm | 0
EIS2.325 | BRAND : EISEN | INDIVIDUAL PIN GAUGE SIZE:2.325 | 0
EIS2.329 | Eisen Ind. Pin Gage Tol: +/- 0.001mm | Size: 2.329mm | 0
EIS2.415 | Eisen Ind. Pin Gage EP Series | Size:2.415 | 0
EIS2.450 | Eisen Ind. Pin Gage Custom Made |  | 0
EIS2.513 | Eisen Ind. Pin Gage EP Series | Size:2.513mm | 0
EIS2.551 | Eisen Ind. Pin Gage Tol: +/- 0.001mm | Size: 2.551mm | 0
EIS2.649 | Eisen Ind. Pin Gage Tol: +/- 0.001mm | Size: 2.649mm | 0
EIS2.651 | Eisen Ind. Pin Gage Tol: +/- 0.001mm | Size: 2.651mm | 0
EIS2.719 | BRAND : EISEN | INDIVIDUAL PIN GAUGE SIZE:2.719 | 0
EIS2.749 | Eisen Ind. Pin Gage Tol: +/- 0.001mm | Size: 2.749mm | 0
EIS2.755 | Eisen Ind. Pin Gage Tol: +/- 0.001mm | Size: 2.755mm | 0
EIS2.833 | BRAND : EISEN | INDIVIDUAL PIN GAUGE SIZE:2.833 | 0
EIS2.869 | BRAND : EISEN | INDIVIDUAL PIN GAUGE SIZE:2.869 | 0
EIS3.079 | Eisen Ind. Pin Gage Tol: +/- 0.001mm | Size: 3.079mm | 0
EIS3.151 | BRAND : EISEN | INDIVIDUAL PIN GAUGE SIZE:3.151 | 0
EIS3.249 | BRAND : EISEN | INDIVIDUAL PIN GAUGE SIZE:3.249 | 0
EIS3.253 | Eisen Ind. Pin Gage EP Series | Size: 3.253 | 0
EIS3.278 | Eisen Ind. Pin Gage EP Series | Size: 3.278 | 0
EIS3.308 | Eisen Ind. Pin Gage EP-Series |  | 0
EIS3.327 | Eisen Ind. Pin Gage EP Series | Size:3.327 | 0
EIS3.351 | Eisen Ind. Pin Gage EP Series | Size:3.351 | 0
EIS3.449 | Eisen Ind. Pin Gage Tol: +/- 0.001mm | Size: 3.449mm | 0
EIS3.481 | Eisen Ind. Pin Gage Tol: +/- 0.001mm | Size: 3.481mm | 0
EIS3.507 | Eisen Ind. Pin Gage EP Series | Size: 3.507 | 0
EIS3.599 | Eisen Ind. Pin Gage Tol: +/- 0.001mm | Size: 3.599mm | 0
EIS3.605 | Eisen Ind. Pin Gage EP Series | Size:3.605 | 0
EIS3.631 | Eisen Ind. Pin Gage Tol: +/- 0.001mm | Size: 3.631mm | 0
EIS3.634 | Eisen Ind. Pin Gage Tol: +/- 0.001mm | Size: 3.634mm | 0
EIS3.682 | Eisen Ind. Pin Gage Tol: +/- 0.001mm | Size: 3.682mm | 0
EIS3.913 | Eisen Ind. Pin Gage EP-Series | Size: 3.913mm | 0
EIS3.957 | Eisen Ind. Pin Gage EP-Series |  | 0
EIS3.961 | Eisen Ind. Pin Gage EP-Series | Size: 3.961mm | 0
EIS4.00 | Eisen Ind. Pin Gage EP-Series | Size: 4.00mm | 0
EIS4.151 | Eisen Ind. Pin Gage Tol: +/- 0.001mm | Size: 4.151mm | 0
EIS4.625 | Eisen Ind. Pin Gage EP Series | Size: 4.625, | 0
EIS4.723 | Eisen Ind. Pin Gage EP Series | Size:4.723 | 0
EIS5.081 | Eisen Ind. Pin Gage EP Series | Size:5.081 | 0
EIS5.231 | Eisen Ind. Pin Gage EP Series | Size:5.231 | 0
EIS5.501 | Eisen Ind. Pin Gage Tol: +/- 0.001mm | Size: 5.501mm | 0
EIS5.767 | Eisen Ind. Pin Gage EP Series | Size:5.767 | 0
EIS5.917 | Eisen Ind. Pin Gage EP Series | Size:5.917 | 0
EIS5.971 | Eisen Pin Gage Dia: 5.971 | Code No: EIS5.971 | 0
EIS6.476 | Eisen Ind. Pin Gage Tol: +/- 0.001mm | Size: 6.476mm | 0
EIS7.494 | Eisen Ind. Pin Gage Tol: +/- 0.001mm | Size: 7.494mm | 0
EIS7.699 | Eisen Ind. Pin Gage Tol: +/- 0.001mm | Size:7.699mm | 0
EIS7.746 | Eisen Ind. Pin Gage Tol: +/- 0.001mm | Size: 7.746mm | 0
EISEM0(+) | Eisen Pin Gauge Set EM Series EM-0(+) | Size:0.300-1.525mm,50pcs | 0
EISEM1(+) | Eisen Pin Gauge Set EM Series EM-1(+) | Size:1.550-6.725mm,0.025mm,190pcs | 0
EISEM2A(+) | Eisen Pin Gauge Set EM Series EM-2A(+) | Size:6.300-9.775mm,0.025mm,140pcs | 0
EISEM2B(+) | Eisin Pin Gauge Set EM Series EM-2B(+) | Size:9.300-12.525mm,0.025mm,110pcs | 0
EISEN-EL-01 | Eisen Pin Gauge Set,EL-1,51Pcs, | Size 1.00 to 3.50 Tol 0.05mm | 0
EISEN-EL2 | Eisen Pin Gauge Set,EL-2,51Pcs, | Size 3.50 to 6.00 Tol 0.05mm | 0
EISEP0.60 | Eisen Pin Gauge 0.60mm |  | 0
EISEP0.63 | Eisen Pin Gauge 0.63mm |  | 0
EISEP0.65 | Eisen Pin Gauge 0.65mm |  | 0
EISEP0.90 | Eisen Pin Gauge 0.90mm |  | 0
EISEP0.94 | Eisen Pin Gauge 0.94mm |  | 0
EISEP0A | Eisen Pin Gage Set Model: EP-0A |  | 0
EISEP0B | EISEN EP-0B |  | 0
EISEP1A | EISEN EP-1A |  | 0
EISEP1B | EISEN EP-1B |  | 0
EISEP2.03 | Eisen Pin Gauge 2.03mm |  | 0
EISEP2.06 | Eisen Pin Gauge 2.06mm |  | 0
EISEP2.12 | Eisen Pin Gauge 2.12mm |  | 0
EISEP2.25 | Eisen Pin Gauge 2.25mm |  | 0
EISEP2.28 | Eisen Pin Gauge 2.28mm |  | 0
EISEP2A | EISEN EP-2A |  | 0
EISEP2B | EISEN EP-2B |  | 0
EISEP3A | EISEN EP-3A |  | 0
EISEP3B | EISEN EP-3B |  | 0
EISEP4.40 | Eisen Ind EP Series Pin Gage,EISEP4.40 | (Tol:+/-0.0005mm) Dia: 4.40mm | 0
EISEP4.50 | Eisen EP Series Ind. Pin Gage | EISEP4.50 Dia:4.50mm | 0
EISEP4A | EISEN EP-4A |  | 0
EISEP4B | EISEN EP-4B |  | 0
EISEP5A | EISEN EP-5A |  | 0
EISEP5B | EISEN EP-5B |  | 0
EISEP6A | EISEN EP-6A |  | 0
EISEP6B | EISEN EP-6B |  | 0
EISEP7A | EISEN EP-7A |  | 0
EISEP7B | EISEN EP-7B |  | 0
EISEP8A | EISEN EP-8A |  | 0
EISEP8B | EISEN EP-8B |  | 0
EISER1 | Eisen Pin Gage Set Model: ER-1 |  | 0
EISER2 | Eisen Pin Gage Set ER Series, ER-2 |  | 0
EISER3 | Eisen Pin Gage Set ER Series, EISER3 |  | 0
EISEX0.491 | Eisen EX Series Ind. Pin Gage | Code No: EISEX0.491 | 0
EISEX0.492 | Eisen EX Series Ind. Pin Gage | Code No: EISEX0.492 | 0
EL12KH | Portable Electronic Balances12kgx1g | EL12KH | 0
ELB12KH | Shimadzu Portable Electronic Balance | Model: ELB12KH Cap: 12kgx1g | 1
ELB200 | Shimadzu Portable Electronic Balance | Model: ELB200 Cap: 200gx0.01g 110mmØ | 1
ELB2000 | Shimadzu Portable Electronic Balance | Model: ELB2000 Cap: 2000gx0.1g | 2
ELB300 | Shimadzu Portable Electronic Balance | Model: ELB-300 Cap: 300gx0.01g | 1
ELB3000 | Shimadzu Portable Electronic Balance | Model: ELB3000 Cap: 3000gx0.1g | 1
ELB600 | Shimadzu Portable Electronic Balance | Model: ELB600 Cap: 600gx0.05 | 0
ELB600SAP | Balance 600g x 0.05g | ELB600SAP | 0
ELECTRICALOUTLET | Supply and install Electrical Outlet | for BSC | 0
EM-2B+ | Eisen Pin Gage Set , | Code No: EM-2B+ | 0
EMERGENCYSTOP | WDW100E Spare part, Emergency Stop |  | 0
EOEROBOTTLE100ML | Eoero Botol reagent cap | Cap:100ml | 0
EOEROBOTTLE1LIT | Eoero Botol reagent cap | Cap:1000ml(1Litre) | 0
EOEROBOTTLE250ML | Eoero Botol reagent cap | Cap:250ml | 0
EOEROBOTTLE500ML | Eoero Botol reagent cap | Cap:500ml | 0
EP1.10MM | Pin Gauge EP 1.10mm |  | 0
EP1.60MM | Pin Gauge EP 1.60mm |  | 0
EP1.70MM | Pin Gauge EP 1.70mm |  | 0
EP100 | SHIMADZU PRINTER | Code No: EP100 | 0
EP110 | SHIMADZU PRINTER | Code No: EP110 | 0
EP2C-ADAPTER | Mitutoyo C-Mount Adapter For TM505 | Code No: EP2C-ADAPTER | 0
EP60A | Electronic Printer | EP60A | 0
EP80 | Electronic Printer | EP80 | 0
EP90 | SHIMADZU PRINTER |  | 0
EPSONRIBBONERC5 | EPSON RIBBON FOR NAGATA PRR-TE | (ERC-05) | 5
ERC22 | EPSON RIBBON ERC-22 |  | 0
ESCOAB2-4S1 | Biological Safety Cabinet, Class II, B2 | Item No: AB2-4S1 | 0
ESCOAC2-4E1 | Airstream Microbiological Class II | Model: AC2-4E1 | 0
ESCOAC2-5S8 | Esco Esco Airstream Class II | Biological Safety Cabinet, 5 feet/1.5m | 0
ESCO-AHC-4D1 | Airstream Horizontal Laminar Flow 4ft | Model: AHC-4D1 | 0
ESCOFILTERSPD | To supply,deliver,replace | Esco Nanocarb Main Filter for SPD | 0
ESCOSPD-3A1 | Esco Ascent Opti Basic Ductless | Fume Hood with Standard Simple Switches | 0
ESCOSPD-4A1 | Esco Ascent Opti Basic Ductless | Fume Hood with Sentinel Microprocessor | 0
ESDBALLASTCOVER | ESD BALLAST COVER |  | 0
ESDGCLAMPSUPPORT | ESD G CLAMP SUPPORT |  | 0
ESDM660 | ESD STEREO MICROSCOPE | ESD-M660 | 0
ESDM745S | ESD STEREOZOOM BINOCULAR | MICROSCOPE ESDM745S | 0
ESDSMZ850 | ESD microscope SMZ850 |  | 0
ESDSSZAEROSTAND | ESDSSZ AEROSPACE ARM WITH 1X PROTECTOR | LENS AND FIBEROPTIC POWER LG150 | 0
ESDSSZB | ESD STEREO MICROSCOPE | ESD-SSZB | 0
ESDSSZSTAND | stand for ESD SSZB |  | 0
ESDTRIKNOBCOVER | ESD TRIANGLE KNOB COVER |  | 0
ESIISUZUTH27R | Isuzu Thermo- Hygrograph | Model: TH27R Temp range: -20 to 50Deg.C | 0
EUTECOSCAN | EUTECH Portable Conductivity M | ECOSCAN CON5 | 0
EUTECTN100 | EUTECH Waterproof TN-100 infra | Turbidimeter | 0
EX2005 | EX2005 |  | 0
EXACT | "The price stated is your nett cost" |  | 0
EXCEL-ACH30 | COUNTING SCALE(MODEL:ACH30)(BRAND:EXCEL) | CAPACITY:30KG X 1G | 0
EXF24086V | Revco Ultra-Low Temperature Freezers | Model: EXF24086V | 0
EXPLORER71007 | COORDINATE MEASURING MACHINE |  | 0
EXTECHHD350 | EXTECH Pitot Tube Anemometer + | Differential Manometer Model: 350 | 0
EXTENDERTUBE5MM | Extender Tube 5mm |  | 9
EXTENDSOMETER | EXTENSOMETER FOR WDW-50E |  | 0
EXTENSIONCORD | T.E Extension Cord 13A C/W Sirim |  | 0
EYE10X22MMOLY | OLYMPUS EYEPIECE 10X/22MM |  | 0
EYE10XMF601 | 10x eyepiece for MF601 |  | 0
EYE10XRECY100 | Y100 EYEPIECE 10X WITH RECTICLE SCALE | 0-100 DIV (CROSS)-4PCS | 1
EYE10XRSMB | 10x eyepiece for RSMB |  | 0
EYE20XRZM | 20x eyepiece for ST60/ RZM |  | 0
EYEADAPTOR24MM | 24mm Eyepiece Adaptor |  | 0
EYECAMADAP30.5MM | 30.50mm Eyepiece Camera Adaptor |  | 0
EYECAMADAP30MM | 30.00mm Eyepiece Camera Adaptor |  | 0
EYECCOUPLER30.5 | EYEPIECE CAMERA COUPLING | DIAMETER 30.5MM | 0
EYEHP10X | EYEPIECE H.P. 10X |  | 0
EYEHP15X | EYEPIECE H.P. 15X |  | 0
EYEHP16X | EYEPIECE H.P. 16X |  | 6
EYEHP16xPOINT | EYEPIECE H.P 16x WITH POINTER |  | 0
EYEHP20X | EYEPIECE H.P 20X |  | 0
EYEHP30X | EYEPIECE H.P 30x |  | 2
EYELP10XZTXE | EYEPIECE L.P. 10X for ZTX-E |  | 2
EYELP15XZTXE | EYEPIECE L.P. 15Xfor ZTX-E |  | 16
EYELP20XZTXE | EYEPIECE L.P. 20X for ZTX-E |  | 0
EYELP5XZTXE | EYEPIECE L.P. 5X for ZTX-E |  | 0
EYEPF10XRECRSM | RSM EYEPIECE 10X WITH RETICLE SCALE | Code No: EYEPF10XRECRSM | 0
EYEPOINTY100 | eyepiece pointer for Y100B |  | 0
EYERRZM | Eyepiece for ST60 /RZM |  | 0
EYESWF10XADJ | EYEPIECE SWF 10X WITH ADJUSTAB | LENSE | 0
EYESWF10XSSZ | EYEPIECE SWF 10X (bigger ) | for SSZ/MTS | 0
EYESWF15XSSZ | EYEPIECE SWF 15X (bigger ) | for SSZ/MTS | 2
EYESWF20XSSZ | EYEPIECE SWF 20X (bigger ) | for SSZ/MTS | 0
EYESWF25XSZ | EYEPIECE SWF 25X (bigger ) | for SSZ/MTS | 0
EYESWF30XSSZ | EYEPIECE SWF 30X (bigger) | for SSZ/MTS | 0
EYESWF5XSSZ | EYEPIECE SWF 5X (bigger ) | For SSZ/MTS | 0
EYEWF10XOTJ | Eyepiece WF10X For OTJ | Code No: EYEWF10XOTJ | 0
EYEWF20X/12 | EYEPIECE WF 20X/12MM |  | 0
EYEWF25XADJ | WF25X ADJUSTABLE EYEPIECE |  | 0
F10100120 | ECO6 Thermoreactor 230V/50-60Hz | Brand:VELP,Cat No:F10100120 | 0
F10100126 | VELP Thermoreactor ECO16 | Code No: F10100126 (230V/50-60Hz) | 0
F101A0125 | ECO25 Thermoreactor 115-230V/50-60Hz | Code No: F101A0125 | 0
F101A0127 | VELP ECO8 Thermoreactor | Code No: F101A0127 (115-230V/50-60H ) | 0
F10220270 | Velp Stirring Station 6 positions | Code No: F10220270 230V/50Hz | 0
F102B0133 | VELP B.O.D. Sensor 142 | Code No: F102B0133 | 0
F10300300 | Velp Refrigerated Thermostats,F10300300 | FTC120 Cooled incubator 230V/50-60Hz | 0
F10300310 | FOC120E Cooled incubator 230V/50-60Hz | Code No: F10300310 | 0
F10300330 | FOC215E Cooled incubator 230V/50-60Hz | Code No: F10300330 | 0
F10400290 | VELP Illuminated Cooled Incubator | Code No:F10400290,Model:FOC215L | 0
F10400320 | VELP Refrigerated incubators | FOC120I Cooled incubator 230V/50-60Hz | 0
F10400340 | VELP FOC SERIES INCUBATOR | Ident NO:F10400340 | 0
F105A0108 | VELP Flocculator JLT4 | JLT4 Flocculator 100-240V / 50-60Hz | 0
F105A0109 | VELP JLT6 Flocculator 100-240V / 50-60H | Code No: F105A0109 | 0
F105A0111 | FC4S Flocculator 100-240V / 50-60Hz | Code No: F105A0111 | 0
F105A0112 | VELP FC6S Flocculator 100-240V - 50-60Hz | Code No: F105A0112 | 0
F105A0117 | VELP FP4 Flocculator 100-240V/50-60Hz | Code No: F105A0117 | 0
F1HSTD1KG | HOOK TYPE F1 STANDARD WEIGHT 1 KG |  | 0
F1HSTD2KG | HOOK TYPE F1 STANDARD WEIGHT 2 KG |  | 0
F1HSTD5KG | HOOK TYPE F1 STANDARD WEIGHT 5 KG |  | 0
F1STD100G | F1 STD Weight 100g |  | 0
F1STD100G1MG | AccuTEC STD WEight 100G-1mg |  | 0
F1STD100MG | F1 STD Weight 100mg | Code No: F1STD100MG | 0
F1STD10G | F1 STD Weight 10g |  | 0
F1STD10KG | F1 STD Weight 10kg |  | 0
F1STD10MG | F1 Std Weight 10mg |  | 0
F1STD1G | F1 STD Weight 1g |  | 0
F1STD1KG | F1 STD Weight 1kg |  | 0
F1STD1KG1MG | AccuTEC F1 STD Weight Set 1kg-1mg | Packing: 25pcs | 1
F1STD1MG | AccuTEC F1 STD Weight 1mg |  | 0
F1STD200G | F1 STD Weight 200g |  | 0
F1STD200G1MG | AccuTEC F1 Std Weighing 1mg~200g |  | 0
F1STD200MG | F1 STD Weight 200mg |  | 0
F1STD20G | F1 STD Weight 20g |  | 0
F1STD20MG | AccuTEC Steel F1 STD Weight 20mg |  | 0
F1STD2G | F1 STD Weight 2g |  | 0
F1STD2KG | F1 STD Weight 2kg |  | 0
F1STD2KG1MG | F1 STD Weight Set 2kg-1mg |  | 0
F1STD2MG | AccuTEC Steel F1 STD Weight 2mg |  | 0
F1STD500G | F1 STD Weight 500g |  | 0
F1STD500G1MG | F1 STD Weight Set 1mg-500g |  | 0
F1STD50G | F1 STD Weight 50g |  | 0
F1STD5G | F1 STD Weight 5g |  | 0
F1STD5KG | F1 STD Weight 5kg |  | 1
F1STD5MG | AccuTEC Steel F1 STD Weight 5mg |  | 0
F200EØ200MM | Top Tech Manual Single Polisher Machine | Model: F200E (ø200mm) | 0
F201A0151 | LS Overhead stirrer 80-260V/50-60Hz | Code No: F201A0151 | 0
F201A0152 | ES Overhead stirrer 80-260V/50-60Hz | Code No: F201A0152 | 0
F201A0155 | DLS Overhead stirrer 80-260V/50-60Hz | Code No: F201A0155 | 0
F202A0171 | RX3 Vortex Mixer 100-240V/50-60Hz | Code No: F202A0171 | 0
F202A0173 | CLASSIC Vortex mixer 100-240V/50-60Hz | Code No: F202A0173 | 0
F202A0175 | WIZARD IR Vortex mixer 100-240V/50-60Hz | Code No: F202A0175 | 0
F202A0176 | ZX3 Vortex Mixer 100-240V/50-60Hz | Brand:VELP,Model:F202A0176 | 0
F202A0270 | VELP TX4 IR Vortex Mixer 100-240V/50-60z | Ident No:F202A0270 | 0
F202A0280 | ZX4 IR Vortex Mixer 100-240V/50-60Hz | Code No: F202A0280 | 0
F20330164 | Velp AGE Magnetic Stirrer | Code No: F20330164 (230V/50-60Hz) | 0
F203A0160 | MST Magnetic stirrer 100-240V/50-60Hz | Brand:VELP,Ident No:F203A0160 | 0
F203A0161 | MICROSTIRRER Mag. stir. 100-240V/50-60Hz | Code No: F203A0161 | 0
F203A0178 | VELP Multi Stirrer 15 | Mag.stir.100-240V 50-60Hz, F203A0178 | 0
F203A0179 | MULTISTIRRER6 DIGITAL 100-240V/50-60Hz | Code No: F203A0179 | 0
F204A0167 | AMI Magnetic stirrer 100-240V / 50-60Hz | Code No: F204A0167 | 0
F20500011 | Velp AREC Heating Magnetic Stirrer | Code No: F20500011 (230V/50-60Hz) | 0
F20500061 | AREC.X Heating mag. stirrer 230V/50-60Hz | Code No: F20500061 | 0
F20500101 | HSC Heating mag. stirrer 230V/50-60Hz | Code No: F20500101 | 0
F2050011 | Velp AREC Heating Mag.stirrer | Code No: F2050011 (230V/50-60Hz) | 0
F20500162 | ARE Heating mag. stirrer 230V/50-60Hz | Code No: F20500162 | 0
F20500413 | AREX Heating mag. stirrer 230V/50-60Hz | Brand:VELP,Ident No:F20500413 | 0
F20500420 | AM4 Heating mag. stirrer 230V/50-60Hz | Brand:VELP,Ident No:F20500420 | 0
F206A0179 | Velp ESP Magnetic stirrer | Code No: F206A0179 (100-240V/50-60Hz) | 0
F20700081 | Velp REC Heating ceramic plate | Code No: F20700081 (230V/50-60Hz) | 0
F20700431 | RC Heating plate 230V/50-60Hz | Code No: F20700431 | 0
F208B0063 | VTF Digital thermoregulator Fuzzy logic | Code No: F208B0063 | 0
F2HSTD1KG | F2 HOOK TYPE STD WEIGHT |  | 0
F2STD100G | AccuTEC F2 STD Weight 100g |  | 0
F2STD100G1MG | AccuTEC F2 STD Weight Set 100g-1mg |  | 0
F2STD100MG | AccuTEC F2 STD Weight 100mg |  | 0
F2STD10G | AccuTEC F2 STD Weight 10g |  | 0
F2STD10KG | AccuTEC F2 STD Weight 10kg |  | 1
F2STD10MG | AccuTEC F2 STD Weight 10mg |  | 0
F2STD1G | AccuTEC F2 STD Weight 1g |  | 0
F2STD1KG | AccuTEC F2 STD Weight 1kg |  | 0
F2STD1KG1MG | AccuTEC F2 STD Weight 1kg-1mg |  | 0
F2STD1MG | AccuTEC F2 STD Weight 1mg |  | 0
F2STD1MG200G | AccuTEC F2 STD Weight 1mg-200g |  | 0
F2STD200G | AccuTEC F2 STD Weight 200g |  | 0
F2STD200MG | AccuTEC F2 STD Weight 200mg |  | 0
F2STD20G | AccuTEC F2 STD Weight 20g |  | 0
F2STD20KG | AccuTEC F2 STD Weight 20kg |  | 0
F2STD20MG | AccuTEC F2 STD Weight 20mg |  | 3
F2STD2G | AccuTEC F2 STD Weight 2g |  | 0
F2STD2KG | AccuTEC F2 STD Weight 2kg |  | 1
F2STD2KG1MG | AccuTEC F2 STD Weight 2kg - 1mg |  | 0
F2STD2MG | AccuTEC F2 STD Weight 2mg |  | 0
F2STD500G | AccuTEC F2 STD Weight 500g |  | 0
F2STD500G1MG | AccuTEC F2 STD Weight 500g-1mg |  | 0
F2STD500MG | AccuTEC F2 STD Weight 500mg |  | 0
F2STD50G | AccuTEC F2 STD Weight 50g |  | 0
F2STD50G1MG | AccuTEC F2 STD 1mg to 50g |  | 0
F2STD50MG | AccuTEC F2 STD Weight 50mg |  | 0
F2STD5G | AccuTEC F2 STD Weight 5g |  | 0
F2STD5KG | AccuTEC F2 STD Weight 5kg |  | 0
F2STD5MG | AccuTEC F2 STD Weight 5mg |  | 0
F30100182 | DK6 Digester 230V/50-60Hz | Brand:VELP,Ident NoF30100182 | 0
F30100185 | DK20/26 Digester 230V/50-60Hz | Code No: F30100185 | 0
F30100186 | VELP Digester 42/26 | Code No: F30100186 | 0
F30100200 | DKL8 Digester 230V/50-60Hz | Code No: F30100200 | 0
F30100350 | VELP KJELDAHL DIGESTER DK20 | Ident No:F30100350 | 0
F30110182 | VELP DK6 Digester 115V/50-60Hz | Code No: F30110182 | 0
F30150360 | VELP DK42/26 Digester 230V/50-60Hz | Code No: F30150360 | 0
F30200120 | UDK129 Distillation Unit 230V/50-60Hz | Code No; F30200120 | 0
F30200130 | UDK139 Distillation Unit 230V/50-60Hz | Code No; F30200130 | 0
F30200140 | VELP Distillation Unit 230V/50-6oHz | Model: UDK149 Code No: F30200140 | 0
F30300240 | SER148/3 Solvent Extractor 230V/50-60Hz | Brand:VELP,Cat No:F30300240 | 0
F30300242 | VELP SER148/6 Solvent Extractor | SER148/6 Solvent Extractor 230V/50-60Hz | 0
F30520200 | Raw Fiber Extractor | Brand:VELP,Ident No:F30520200 | 0
F30620198 | JP Pump for fumes aspiration 230V/50Hz | Code No: F30620198 | 0
F307C0199 | SMS Scrubber | Code No; F307C0199 | 0
F358 | SCOTTS PLATFORM F358 |  | 0
F40100541 | JPV Water vacuum pump 230V/50-60Hz | Code No: F40100541 | 0
F40200006 | SP311/6 Peristaltic pump 230V/50-60Hz | Code No: F40200006 | 0
F40200060 | Velp biggest peristaltic pump | Code No:F40200060,Model:SP311/60 | 0
F408BATTERYCOVER | F408 BOTTOM BATTERY COVER |  | 0
F51079-02X05 | Pen Cartridge Model:F51079-02X05,Red | No.Of Piece: 5Pcs/Pack | 0
F51079-03X05 | Pen Cartridge Model:F51079-02X05,Blue | No.Of Piece: 5Pcs/Pack | 0
F51079A-06X-03 | Pen Cartridge Model:SP-F51079,Violet | No.Of Piece: 5Pcs/Pack | 0
F902H15KG | SCOTTS Price Computing Scale | Model: F902H15KG Cap: 15kgx5g | 1
F902H30KG | SCOTTS SCALE F902H 30KG |  | 0
F905LCD | SCOTTS FEIHU COUNTING | SCALE F905 (LCD) (W/O POLE) | 0
F992HLED | SCOTTS FEIHU PRICING SCALE | F992H (LED) (POLE) | 0
F995HLCD | SCOTTS FEIHU COUNTING SCALE | F995H (LED) (POLE) | 0
F99810 | SCOTTS SCALE F99810 | 10KG (W/O) POLE | 0
F998HLEDPOLE | SCOTTS FEIHU DESKTOP WEIGHING | SCALE F998H (LED) (POLE) | 1
F998LCD | SCOTTS FEIHU WEIGHING SCALE | F998 (LCD) (W/O POLE) | 0
FAN&MOTOR9036A | Fan & Motor for Oven FCH9036A |  | 0
FAVAORITFLASK500 | Favorit Flat Bottom flask cap 250ml, | socket 24/29 | 0
FAVORIT 7 X 7 | Hotplate 7"x7" |  | 0
FAVORIT300MMCON | Favorit 300mm Condensor destilasi 24/29 |  | 0
FAVORITBEND | Favorit Bend 90 C Cones 24/29 |  | 0
FAVORITCONDENSOR | Favorit Condensor soxhlet extraction |  | 0
FAVORITCONE | Favorit Extration cone 24/29,socket | 40/38,Cap100ml,socket 40/38,cap100ml | 0
FAVORITERLENMEYR | Favorit Closed Erlenmeyer | Cap:250ml | 0
FAVORITRECEIVER | Favorit Receiver Adapter |  | 0
FAVORITRECOVERY | Favorit recovery bend with 2 verticles | cones | 0
FAVORITROUND | Round bottom flask cap 500ml, | sock join 24/29 | 0
FB-100N | Imada Mechanical Force Gauge | Code No: FB-100N, 100X0.5N | 0
FB-500N | Imada Mechanical Force Gauge | Code No: FB-500N, 500X2.5N | 0
FB-50N | Imada Digital Force Gauge | Code No: FB-50N, 50Nx0.5N | 0
FC9023A | FORCED CONVECTION OVEN | FC9023A | 0
FC9030A | Constance Desktop Forced Convection Oven | Model; FC9030A (300X300X350mm) | 0
FC9053A | Oven FC-9053A |  | 0
FC9123A | Constance Forced Convection | Heating And Drying Oven | 0
FC9203A | FORCED CONVECTION OVEN | FC9203A | 0
FC9423A | Constance Oven | Model: FC9423A | 0
FCH9036A | Vertical Forced Convention Oven,32Litre | Constance,Int Size:300x300x350mm | 0
FCH9076A | Vertical Forced Convention Oven,72Litre | Constance,Int Size:400x400x450mm | 0
FCH9146A | Vertical Forced Convention Oven,136Litre | Constance Int Size:450x550x550mm | 0
FCH9246A | Vertical Forced Convention Oven,225Litre | Constance,Int Size:500x600x750mm | 0
FCH9246ASHELF | SHELF FOR FCH- 9246A |  | 0
FCH94269ATRAY | Oven Tray for FCH-94269A |  | 0
FCH9426A | Vertical Forced Convention Oven,429Litre | Constance,Int Size:600x550x1300mm | 0
FCH9626A | Vertical Forced Convention Oven,624Litre | Constance,Int Size:800x600x1300mm | 0
FCH9626ASHELF | Tray for FCH9626A |  | 0
FCL15ENW | FLOURESCENT RING LIGHT | BRAND: NATIONAL | 0
FCL20ENW/18 | National Ring Bulb,Modal:FCL20ENW/18 |  | 0
FCL30ENW/28X | National Ring Bulb,Model:FCL30ENW/28X |  | 0
FCL9EX-NF | National Bulb Model: FCL9EX-NF | FCL9XEM absolute model | 0
FCL9XEM | National Bulb | Model: FCL9XEM | 0
FEJ100 | FEJ 100 |  | 0
FEJ1000A | FEJ1000A |  | 0
FEJ1000B | FEJ-1000B |  | 1
FEJ2000B | FEJ-2000B |  | 0
FEJ3000D | Electronic Compact Scale | Brand:AccuTEC Model: FEJ-3000D | 0
FEJ5000B | FEJ-5000B |  | 0
FEM200 | FEM-200 |  | 0
FEM300 | FEM-300 C/W TAEL |  | 0
FEM500 | ACCUTEC Pocket Scale | Model:FEM-500 Cap:500g x 0.1g | 0
FGJN2 | Shimpo Digital Push Pull Gage | Model: FGJN2B, 20NX0.01N / 2KGX0.001KG | 1
FGJN20 | Shimpo Digital Push Pull Gage | Nodel:FGJN20, 200NX0.1N/20KGX0.01KG | 1
FGJN5 | Shimpo Digital Push Pull Gage | Model: FGJN5,50Nx0.01N/5kgx0.001kg | 1
FGJN50 | Shimpo Digital Push Pull Gage | Model: FGJN50 500NX0.1N / 50kgX0.01kg | 0
FGN5B | Shimpo Digital Push Pull Gage | Model: FGJN5, 50Nx0.01N / 5kgx0.001kg | 0
FGP0.5 | Shimpo Digital Force Gage | Model:FGP-0.5 | 0
FGP-1 | Shimpo FORCE GAUGE | Model; FGP-1 | 0
FGP1 | SHIMPO FORCE GAUGE | Code No: FGP1 | 0
FGP10 | Shimpo Digital Force Gauge | Model: FGP10,+-100.0N,10kg | 0
FGP100 | SHIMPO Digital Push Pull Gauge | Model: FGP100 (+-1000N,100kg) | 0
FGP110 | FIBER OPTIC FGP110 (110V)(BLACK) |  | 0
FGP2 | Shimpo Force Gauge | Model: FGP2 | 0
FGP-20 | Shimpo Digital Push Pull Gage,W/Output | Code No: FGP-20,200N/20kg | 0
FGP20 | Shimpo FORCE GAUGE | Code No: FGP20 | 0
FGP220 | FIBER OPTIC FGP220 (240V) (BLACK) |  | 1
FGP240PCB | FGP-240 P.C.B |  | 0
FGP5 | Shimpo Force Gauge | Model: FGP-5 | 0
FGP-50 | Shimpo Digital Push Pull Gage,W/Output | Code No: FGP-50,500N/50kg | 0
FGP50 | Shimpo Digital Force Gauge | Model: FGP-50 | 0
FGPX-250H | High Capacity Type Dgt Force Gauge | Brand: Shimpo, FGPX-250H, 250kg | 0
FGPX500H | Shimpo Dgt Force Gauge | Model: FGPX500H (Max.load 500kg) | 0
FGS-100HB | Shimpo Vertical Type-Handle Style | Force Gauge Stand FGS-100HB | 0
FGS-100VC | Shimpo FORCE GAUGE (Demo unit) | Model: FGS-100VC | 0
FGS50EL | Shimpo Long Stroke Motor Stand | Low Speed Specification,FGS-50E-L | 0
FGS-50H | Shimpo Manual Stand | Model: FGS-50H (hand operation) | 0
FGS50H | SHIMPO Test Stand | Code No: FGS50H | 0
FGS-50L | Shimpo Manual Level Stand | Model: FGS-50L, Max.Load: 500.0N(50kg) | 0
FGS50L | Shimpo FORCE GAUGE | Code No: FGS50L | 0
FGTT-30 | Shimpo Both Vice Jig | Model: FGTT-30 | 0
FGTT-533 | Shimpo Flat Chucks | Code No: FGTT-533 | 0
FH1500 | BioBase Fume Hood | Model: FH1500 | 0
FIBERFOCUSLENS | Fiber Optic Focusing Lens |  | 0
FIBERL150240V | FIBER OPTIC L-150 (240V) |  | 0
FIBERLG150TWCOM | Fiber Optic Illuminator(240V) | (Black) With Double Gooseneck | 1
FIBERPOWERLG150 | Power supply for LG150 | With Twin Goosesneck, | 0
FIBERRING5MM | RING FIBEROPTIC GUIDE 5MM |  | 0
FIBERRING60MM | 60MM RING FIBEROPTIC GUIDE |  | 0
FIBERRINGADAPTOR | Fiber Optic Customise Ring Ada |  | 0
FIBERRINGLG150 | Ring fiberoptic for LG150 |  | 0
FIBERSGLLG150 | Single fiberoptic gooseneck fo |  | 0
FIBERSINGLE36" | Single gooseneck,Fiberoptic L150 36" |  | 1
FIBERSINGLEGOOSE | SINGLE GOOSENECK FOR FIBEROPTI |  | 0
FIBERTWINGLG150 | Double fiberoptic goodeneck fo |  | 0
FIBERTWINGOOSE | TWIN GOOSENECK FOR FIBEROPTIC |  | 0
FIBERTWINSOFT1M | DUAL SOFT LIGHT GUIDE 1000MM |  | 2
FIBERXD300240V | FIBER OPTIC XD300 (240V) (BIG) | L-150 (II) | 0
FIREBOYECO | FIREBOY ECO | Part no: 144 010 | 0
FL01240V | Fluorescent Ring Light Set | Brand:Rax Vision Model:FL-01,240V | 0
FL01B | Fluorescent Ring Light Bulb | Model:FL-01B | 1
FL01PCB240V | FL-01 (240V) P.C.B |  | 4
FL02240V | Fluorescent Ring Light Set | Brand:Rax Vision Model:FL-02,240V | 0
FL02B | Fluorescent Ring Light Bulb | FL02B | 2
FL02NOBULB240V | FL-02, 240V WITHOUT BULB |  | 0
FL15WBULB | FLUORESCENT TUBE (15W)HITACHI |  | 0
FLEXLARMGCLAM | FLEXIBLE LONG ARM WITH G-CLAMP |  | 0
FLOORSCALEPOLE | POLE FOR ACCUTEC FLOORSCALE |  | 1
FLOWMETER50 | FLOW METER COLE PARMER (50) |  | 0
FLR4P | Fluorescent Ring Bulb(U Shape) | Model:FLR4P-4 Pin | 0
FLRMD | Fluorescent Ring Bulb | Model:FLR-MD | 3
FLRMDCHINA | STOCKER & YALE FLR-MD BULB(CHINA) |  | 0
FLUKE116 | FLUKE Digital Multimeter | Model:FLUKE 116 | 0
FMINDICATORPCB | FM INDICATOR PCB |  | 0
FMM#1110250SH | Fisher ISOTemp Hotplate 7x7" | Code No: FMM#1110250SH | 0
FN1002 | Constance Heat Furnance | Model: FN1002 | 0
FN1008 | Constance FN Series Furnace | Model: FN1008 | 0
FN1016 | OVEN FN-1016 |  | 0
FN1016TABLE | Structure Table with 4 Adjustable Stand | Size:1000mm X 785mm X 680MM | 0
FN1030 | Heat Furnance C/W Center 500 Printer |  | 0
FN1208 | Constance Furnace | Model: FN1208 | 0
FN1216 | Constance Furnace | Model:FN1216,Cap:16litre | 0
FN1313 | Constance FN Series Furnance | Model: FN1313, 12.8L,up to 1200°C | 0
FOCUSLENSFIBER | focus lens for fiberoptic |  | 0
FPQ75R | FPQ-75-R RED |  | 0
FPROBETT260 | FERROUS PROBE FOR TT260 |  | 0
FR01PCB110V | FL-01 (110V) P.C.B |  | 0
FR02PCB110V | FL-02 (110V) P.C.B |  | 0
FR02PCB240V | FL-02 (240V) P.C.B |  | 6
FR1DISPLAYIND | FR1 REMOTE DISPLAY INDICATOR |  | 0
FRONTCOVERCEN306 | front cover for Center 306 |  | 0
FSK1311 | FSK 1311 PRECISION FLAT LEVEL | 150 X 0.02MM | 0
FSK1321 | FSK 1321 PRECISION FLAT LEVEL | 200 X 0.02MM | 0
FUJ PDG-50 | Model: PDG-50 Pocket Depth G |  | 0
FUJ TDG-20 | FUJITOOLS TDG-20 |  | 0
FUJ130 | FUJI Model: 130 Mini Magnetic Stand |  | 0
FUJ140 | FUJI Model: 140 Mini Magnetic Stand |  | 0
FUJ156 | FUJI SCREW PITCH GAUGE | 0.25~32.5MM 156 | 0
FUJ157 | FUJI Model: 157 Screw Pitch Gage |  | 0
FUJ160 | Fuji Tools Pitch Gage Model No. 160 |  | 0
FUJ163 | FUJI SCREW PITCH GAUGE | 0.25~6MM/4~62" 163 | 1
FUJ169 | FUJI SCREW PITCH GAUGE | 0.4~7MM/4~42" 169 | 0
FUJ171 | FUJI Model: No. 171 Screw Pitch Gage |  | 0
FUJ173 | FUJI Model: No. 173 Screw Pitch Gage |  | 2
FUJ178HRMA | Fuji Tools Radius Gage | Model: 178HRMA | 0
FUJ178MA | FUJI RADIUS GAUGE 1~3MM BY | 0.25 & 3~7MM BY 0.5 178MA | 0
FUJ178MAA | FUJI RADIUS GAUGE 0.1~1MM BY 0 | 178MAA | 0
FUJ178MB | FUJI RADIUS GAUGE 7.5~15MM BY | 178MB | 0
FUJ178MC | FUJI RADIUS GAUGE 16~23MM BY 1 | 178MC | 1
FUJ178MR | FUJI Model: 178MR Radius Gage |  | 0
FUJ272MA | Fuji Tools Radius Gage Model: | 272MA | 0
FUJ272MAA | FUJI RADIUS GAUGE 0.1~1MM BY 0 | 272MAA | 2
FUJ272MB | FUJI RADIUS GAUGE 5.5~13MM BY | 272MB | 2
FUJ272MC | FUJI RADIUS GAUGE 13~22MM BY 1 | 272MC | 0
FUJ300-12 | Fuji Tools Contour Gage | Model: 300-12 | 0
FUJ466 | FUJI TOOL ANGLE GAUGE 1~45ø | 466 | 2
FUJ6 | FUJI Model: No. 6 Screw Pitch Gage |  | 0
FUJC10 | FUJI Model: C-10 Chamfer Gage |  | 0
FUJC5 | FUJI Model: C-5 Chamfer Gage |  | 0
FUJL300MA | FUJI RADIUS GAUGE 0.5~7MM BY 0 | L300MA | 0
FUJL300MB | FUJI RADIUS GAUGE 7.5~13MM BY | L300MB | 0
FUJL300MC | FUJI RADIUS GAUGE 13.5~17MM BY | L300MC | 0
FUJL300MD | FUJI RADIUS GAUGE 17.5~21MM BY | L300MD | 0
FUJL300ME | FUJI RADIUS GAUGE 21.5~25MM BY | L300ME | 0
FUJL300MF | FUJI RADIUS GAUGE 25.5~30MM BY | L300MF | 0
FUJL300MG | FUJI RADIUS GAUGE 31~38MM BY 1 | L300MG | 0
FUJL300MH | FUJI RADIUS GAUGE 39~50MM BY 1 | L300MH | 0
FUJL300MX | FUJI RADIUS GAUGE 0.5~13MM BY | L300MX | 0
FUJNWG94 | FUJI WELDING THICKNESS GAUGE | NWG-94 | 1
FUMECUPBOARDS | Constance Fume Cupboard 5ft |  | 0
FUNNELADAP010053 | Shimpo Funnel Adapeter Code: 010053 |  | 0
FUSED+SOCKETY100 | FUSE+ FUSE SOCKET for Y100 |  | 0
GAM12 | GAM12 Chip Counter (CE mark & | Certificate) | 0
GAM200 BATTERY | GAM 200 BATTERY |  | 0
GAM2006 | GAM200-6 Reflow Checker 6 chan |  | 0
GAM20AS | GAM 20AS Jig Calibration Machine | ( Siemens ) | 0
GAM30 | GAM30 PCB V-cut seperator |  | 0
GAM40 | GAM40 Stencil Hole Clean Machi |  | 0
GAM60 | GAM60 Cream Solder Mixer (í:60 | L:90mm.Patent Certificate) | 0
GAM70 | GAM70 Laser Vision Measurement |  | 0
GAUGEBLOCK10MM | MICRON Steel Gauge Block | Size:10mm,Grade:0 | 0
GAUGEBLOCK12MM | MICRON Steel Gauge Block | Size:12mm,Grade:0 | 0
GAUGEBLOCK15MM | MICRON Steel Gauge Block | Size:15mm,Grade:0 | 0
GAUGEBLOCK2MM | MICRON Steel Gauge Block | Size:2mm,Grade:0 | 0
GAUGEBLOCK47-0 | Gauge Block Set (47Pcs) with Casing | Grade: 0 | 0
GAUGEBLOCK5MM | MICRON Steel Gauge Block | Size:5mm,Grade:0 | 0
GAUGEBLOCK8MM | MICRON Steel Gauge Block | Size:8mm,Grade:0 | 0
GC9011A | Constance Natural Convection | Model: GC9011A(Glass)Ambient +10C~200C | 0
GC9071A | NATURAL CONVECTION OVEN | GC9071A | 0
GC9141A | NATURAL CONVECTION OVEN | GC9141A | 0
GCH9037A | NATURAL CONVECTION OVEN | Model: GCH9037A | 0
GCH9077 | Natural Convection | Brand: Constance Model: GCH9077 | 0
GCH9077A | Natural Convection Oven GCH977A (Glass) | Cap:72litre Dimension:400x400x450mm | 0
GCH9247A | Constance Natural Convention Oven | Model: GCH-9247A | 0
G-CLAMP | G-CLAMP WITH LONG ARM |  | 0
GEAROTJ | GEAR SET FOR OTJ RACK PINION |  | 0
GEARTM505 | Gear of TM505 |  | 0
GENERALBASE | General Base |  | 0
GLASSADAPTOR | GLASS ADAPTOR FOR CAMERA INCLUDE GLASS | (COMPLETE SET) | 3
GLASSTAG1MM/10 | GLASS CALIBRATION OF EYEPIECE GRATICULES | 1MM/10, 0.1MM C/W METAL BASE | 0
GLASSTAG1MM/100 | GLASS STAGE 1MM/100 (OBM STAGE | MICROMETER) | 0
GLASSTHROUG300MM | glass throug dia:300mm |  | 0
GOLD LEAF ELEC | Gold Leaf Electroscope (GOLD) |  | 0
GOTECH GT-7010-E | Micro-Computer Tensile Strength Tester | Model:GT-7010-EP, - Capacity: 200N | 0
GOTECH-AI-7000-S | Computer Servo Control Universal Tester | Model: AI-7000-S,Machine Capacity: 5kN | 0
GOYO25MM | GOYO LENS F1.6/25MM |  | 0
GOYO48MM | GOYO LENS F1.4/8MM |  | 1
GRAFITTITIMER | Grafitti Table Timer Count Down/Up |  | 0
GRANIT1000750125 | Granite Surface Plate | Size: 1000x750x125mm | 0
GRANIT1000750150 | Granite Stand for Granite Surface Plate | Size: 1000x750x150mm | 0
GRANITE100015002 | Granite Surface Plate | Size: 1000x1500x200mm | 0
GRANITE1000X750 | Granite Surface Plate | Size:1000mmx750mmx150mm,Grade:00 | 0
GRANITE15010040 | Granite Comparator Stand | Size: 150 x 100 x 40mm | 0
GRANITE2000X1000 | Granite Surface Plate,Grade: 00 | Size: 2000mm(L)x1200mm(W)x150mm(H) | 0
GRANITE30030075M | Granite Surface Plate + Stand | Granite Size: 300mmx300mmx75mm,Grade-0 | 0
GRANITE30045075 | Granite Surface Plate | Size: 300mmx450mmx75mm, Grade: 00 | 0
GRANITE45045075 | Granite Surface Plate | Size: 450mm x 450mm x75mm,Grade: 00 | 0
GRANITE600600100 | Granite Surface Plate | Size: 600mmx600mmx100mm C/W Stand | 0
GRANITE600X450MM | Granite Surface Plate C/W Stand | Size:600mmx450xmmx100mm,Grade:00 | 0
GRANITE650450550 | Granite Plate Stand | Size: 650 x 450 x H550 | 0
GRANITE750X500 | Granite Surface Plate | Size:750mmx500mmx130mm,Grade:00 | 0
GRANITE750X500MM | Granite Surface Plate | Size:750mmx500mmx130mm,Grade:00 | 0
GRANITE900X600MM | MITAKA Granite Surface Plate | Size:900mmx600mmx130mm,Grade:00 | 0
GRANITESTAND450 | Granite Table Stand | Size(mm):450x600 | 0
GREENFILTER31.7 | GREEN FILTER DIA 31.7MM |  | 0
GRW30 | Digital Weighing Scale with RS232 | (30kg X2Gg) | 0
GT-7001LS20 | Computer Servo Control Universal Testing | Machine Model: GT-7001LS20 | 0
GT-7005-A4X | Programmable Temperature & Humidity | Chamber Model: GT-7005-A4X | 0
GT-7016-A | Manual Lever Cutter Press | Brand:GOTECH (Taiwan),Model:GT-7016-A | 0
GT-7100-MI | Gotech Melt Flow Indexer | Model:GT-7100-MI | 0
H2O-MA-UV-T | arium ® mini plus , Type 1 & 3 With UV |  | 0
H2O-MM-UV-T | arium ® mini plus , Type 1 With UV |  | 0
H4150SHLED | SCOTTS WATERPROOF H4150SH | 150kg | 0
HAG000300-0019L | Themocouple connector for center 306 | Code No: HAG000300-0019L | 0
HALOGEN24V100W | Halogen Lamp 220V/24V100W FOR | TRAINING SCOPE | 0
HALOGEN6V30W | HALOGEN BULB 6V30W (FOR SCOPE) |  | 0
HAN.030"PINGAUGE | HANS Individual Pin Gauge | Size: 0.030" (Germany) | 0
HANGINGSCALE | Nagata Dual Dial Hanging Scale |  | 0
HANNA HI-1230B | Hanna pH Electrode for Field Use | HI-1230B (C/W BNC Connector,1M Cable) | 0
HANNA HI7040L | Hanna Zero oxygen solution | Model:HI7040L,500ml | 0
HANNA HI8424 | Portable pH Meter With Automatic | Calibration & Temperature | 0
HANNA HI98509 | Checktemp 1C Thermistor Thermometer | Range: -50c to 150c | 0
HANNA PH52M | Waterproof pH Tester With | Replaceable Electrode | 0
HARDDISK500GB | Hard Disk 500GB |  | 0
HAWKEYEBORESCOPE | HAWKEYE FOR BORESCOPE |  | 0
HB3000 | BRINNEL HB 3000 |  | 0
HB6V30W | HALOGEN BULB 6V 30W |  | 0
HB6V30WFORRMS | HALOGEN BULB 6V 30W FOR RMS6000 | Code No: HB6V30WFORRMS | 5
HBRVU-187.5 | TIME Brinell Rockwell & | Vickers Optical Hardness Tester | 0
HBULB12V10WROC | HOLOGEN BULB 12V10W- ROCKET TYPE |  | 0
HBULB12V20W | HALOGEN BULB 12V 20W(for DYNAVISION) |  | 0
HBULB20V150WREFL | HOLOGEN BULB 20V 150W - REFLECTOR) |  | 1
HBULB21V150W | HALOGEN BULB 21V 150W | (FOR FIBEROPTIC) | 0
HBULB24V150W | HALOGEN BULB 24V 150W | (FOR FIBEROPTIC) | 0
HBULB24V200W | HALOGEN 24V 200W |  | 0
HBULB6V10W | MTS24 TUNGSTEN BULB (TOP) |  | 0
HBULB6V15W | MTS24 TUNGSTEN BULB (BOTTOM) |  | 0
HBULB6V20W | HALOGEN BULB 6V 20W (FOR SCOPE |  | 2
HBULB6V20WREF | HALOGEN BULB 6V 20W (FOR SCOPE) - | REFLECTOR | 1
HE12 | Sekonic Chart Paper HE0140010 | Code No: HE12 | 0
HE180 | HE Type J Thermometer | Model:HE180 | 0
HEADUTLONARM20MM | HEAVY DUTY LONG ARM(20MM BASE) |  | 0
HEATERFCH9077 | Heater for FCH-9077A |  | 0
HEATERGCH9077 | Heater for Constance GCH9077 | HEATERGCH9077 | 0
HEAVYBASE12?X18? | Base 12"x18" , Pole Dia-18mm | Length-18" | 0
HEIMMERSIONPROBE | HE Type J Immersion Probe with 1m Wire | Size:5mm(D)x300mm(L) | 0
HET2008/2009 | HETTICH General Catalog 2008/2009 |  | 1
HET6PAGES | HETTICH 6 Pages Catalog |  | 25
HET6STAND | HETTICH, 6-PLACE PIPETTE STAND |  | 0
HET80100 | 8-CHANNEL PIPETTE 10 - 100 ul | Brand: Hettich Code No: HET80100 | 0
HETEBA20 | HETTICH Eba 20 Catalog |  | 0
HETEBA21 | HETTICH Eba 21 Catalog |  | 0
HETEBA270 | HETTICH Eba 270 Catalog |  | 0
HETF0002 | FIXED VOLUME PIPETTE, 2.5ul | Cat No: HETF0002 | 0
HETF0005 | FIXED VOLUME PIPETTE, 5ul | Cat No: HETF0005 | 0
HETF0010 | FIXED VOLUME PIPETTE, 10ul | Cat No: HETF0010 | 0
HETF0050 | FIXED VOLUME PIPETTE, 50ul | Cat No: HETF0050 | 0
HETF0100 | FIXED VOLUME PIPETTE, 100ul | Cat No: HETF0100 | 0
HETF0250 | FIXED VOLUME PIPETTE, 250ul | Cat No: HETF0250 | 0
HETF0500 | FIXED VOLUME PIPETTE, 500ul | Cat No: HETF0500 | 0
HETF1000 | FIXED VOLUME PIPETTE, 1000ul | Cat No: HETF1000 | 0
HETFREEZER | HETTICH Pole Position -86C Freezer Catag |  | 0
HETHAE210 | HETTICH Haematokrit 210 Catalog |  | 0
HETHAND | HETTICH Handzentrifuge Catalog |  | 0
HETMIKRO120 | HETTICH Mikro 120 Catalog |  | 0
HETMIKRO22 | HETTICH Mikro 22 Catalog |  | 0
HETMIKRO220 | HETTICH Mikro 220 / 220R Catalog |  | 0
HETPRODUCTGUIDE | HETTICH Product Guide ( Pocket Catalog ) |  | 0
HETROTANTA46 | HETTICH Rotanta 46 RSC Robotic Catalog |  | 0
HETROTANTA460 | HETTICH Rotanta 460 Catalog |  | 0
HETROTINA38 | HETTICH Rotina 38 Catalog |  | 0
HETROTINA420 | HETTICH Rotina 420 / 420 R Catalog |  | 0
HETROTIXA50S | HETTICH Rotixa 50s Catalog |  | 0
HETROTOFIX32A | HETTICH Rotofix 32A Catalog |  | 0
HETROTOLAVIT | HETTICH ROTOLAVIT CATALOG |  | 0
HETRSILENTA630 | HETTICH Roto Silanta 630 RS Catalog |  | 0
HETTIP5000-A | Hettich Pipette tips,5,000µl. | 1 box of 24tips,Model:HETTIP5000-A | 0
HETUNI320 | HETTICH Universal 320 / 320 R Catalog |  | 0
HETV0002 | Variable Volume Pipette 0.1-2.5 | Code No: HETV0002 | 0
HETV0010 | Variable Volume Pipette 0.5-10 | Code No: HETV0010 | 1
HETV0020 | Variable Volume Pipette 2-20 | Code No: HETV0020 | 1
HETV0050 | Variable Volume Pipette 5-50 | Code No: HETV0050 | 1
HETV0100 | Variable Volume Pipette 10-100 | Code No: HETV0100 | 0
HETV0200 | Variable Volume Pipette 20-200 | Code No: HETV0200 | 1
HETV1000 | Variable Volume Pipette 100-1000 | Code No: HETV1000 | 0
HETV5000 | Variable Volume Pipette 500-5000µl | Code No: HETV5000 | 1
HEX00114010 | Hexagon 0-25 OS mic (0.01) | Model: HEX00114010 | 2
HEX00114011 | MICROMETER 0.01- 25-50MM |  | 1
HEX00114012 | MICROMETER 0.01- 50-75MM |  | 0
HEX00114013 | MICROMETER 0.01- 75-100MM |  | 0
HEX00114030 | Micrometer with Interchangeable Anvils | Range:0-150mm Accuracy:0.006mm | 0
HEX00114031 | Micrometer with Interchangeable Anvils | Ident No:HEX00114031 (Del:4-8 Weeks) | 0
HEX00114032 | External Micrometer 300-450mm | Brand:Hexagon STD Gage Model:HEX00114032 | 0
HEX00114033 | External Micrometer 450-600mm | Brand:Hexagon STD Gage Model:HEX00114033 | 0
HEX00114034 | External Micrometer 600-750mm | Brand:Hexagon STD Gage Model:HEX00114034 | 0
HEX00114035 | External Micrometer 750-900mm | Brand:Hexagon STD Gage Model:HEX00114035 | 0
HEX00114036 | External Micrometer 900-1050mm | Brand:Hexagon STD Gage Model:HEX00114036 | 0
HEX00114101 | DIGITAL OUTSTANDING MICROMETER | Model: HEX00114101 | 0
HEX00134001 | Digital Micrometer 0-25mm (1micron) | Brand:Hexagon STD Gage Model:HEX00134001 | 1
HEX00134002 | Digital Micrometer 25-20mm/0.001mm | Brand:Hexagon STD Gage HEX00134002 | 1
HEX00134003 | DIGIT MIC 0.001 50-75MM |  | 1
HEX00134004 | DIGIT MIC 0.001 75-100MM |  | 1
HEX00134021 | Digital Micrometer IP54,External Inch | Brand:Hexagon Std Gage Model:HEX00134021 | 0
HEX00164009 | Adjustable Micrometer Stand | Brand:Hexagon STD GageModel:HEX00164009 | 0
HEX00214002 | DEPTH MIC 0.01 0-150 B63MM |  | 0
HEX00514010 | Vernier Caliper 0-150mm/0.02mm | Brand:Hexagon STD Gage Model:HEX00514010 | 0
HEX00514012 | Hexagon STD Gage Vernier Caliper 200mm | Model: HEX00514012 200mmx0.02mm | 0
HEX00514014 | Hexagon STD Gage Vernier Caliper 300mm | Model: HEX00514014 300mmx0.02mm | 0
HEX00514016 | STD Gage Self-locking Vernier Caliper | Code No: HEX00514016,150mmx0.02mm | 0
HEX00514018 | Dial Caliper 150mm x 0.01mm | Brand:Hexagon STD Gage Model:HEX00514018 | 0
HEX00514019 | STD Gage Dial Caliper | Model: HEX00514019,150mm x 0.02mm | 0
HEX00514020 | STD Gage Dial Caliper | Model: HEX00514020, 200mm x 0.02mm | 0
HEX00514021 | STD Gage Dial Caliper | Model: HEX00514021, 300mmx0.02mm | 0
HEX00514036 | DIAL DEPTH CAL 150MM 0.02MM |  | 0
HEX00534003 | Hexagon electronic caliper |  | 0
HEX00534005 | Top Line Dgt Caliper 300mm/12" | Brand:Hexagon Std Gage Model:HEX00534005 | 0
HEX00534012 | Vernier Caliper 150mmx0.02mm (in/mm) | Brand:Hexagon STD Gage Model:HEX00534012 | 0
HEX00534013 | Vernier Caliper 6"/150mmx0.05mm | Model: HEX00534013 | 0
HEX00534015 | Vernier caliper 300mm/0.02mm,0.001mm | Brand: Std Gage Model: 00534015 | 0
HEX00534017 | STD Gage Self-locking,Parallax-free | Vernier Caliper, 150x0.02mm/6"x0.001" | 0
HEX00534020 | Dgt Caliper 150X0.01mm/6"X0.0005" | Brand: STD Gage Model:HEX00534020 | 0
HEX00534021 | Dgt Caliper 200x0.01mm/8"X0.0005in | Brand: STD Gage Model:HEX00534021 | 0
HEX00534022 | Dgt Caliper 300X0.01mm/12"X0.0005in | Brand: STD Gage Model:HEX00534022 | 2
HEX00534200 | ELEC CAL 150MM/6IN IP54 FRACT | Model No: 00534200 | 0
HEX00634001 | BEVEL PROTRACTOR 300MM |  | 0
HEX01414010 | Precision Dial Gage 60/0.01mm 10mm | Brand: STD Gage Model: HEX01414010 | 1
HEX01664001 | Magnetic Stand | Brand: STD Gage Model: HEX01664001 | 1
HEX01664002 | Magnetic stand for dial gage & | Comparators | 0
HEX01814010 | LEVEL DIAL 0.01MM-0.8MM-S |  | 1
HEX01814020 | LEVEL DIAL 0.002MM-0.2MM-S |  | 0
HEX01814021 | Level Dial Indicator 40/0.002mm | Brand: STD Gage Item No:HEX01814021 | 0
HEX07714002 | Dial Scriber 600mm |  | 0
HEX07734001 | Vernier Height Height | Range:300x0.02 / 12"x0.001" | 0
HEX07734003 | Electronic Scribing Gauges 300mm/12" | Range: 300mmx0.01mm / 12"x0.0005" | 0
HEX07734004 | Electronic Scribing Gauges 600mm/24" | Range: 600mmx0.01mm / 24"x0.0005" | 0
HI1230B | Hanna Combination pH Electrode | Model: Hi1230B | 0
HI-3230B | ORP,Platinum Pin Electrode, | Ultem Body Gel-filled,Single/J,HI-3230B | 0
HI-8424 | Portable pH/ORP Meter Waterproof | Brand: Hanna HI-8424 | 0
HI93720-03 | Hanna Hardness calcium,calmagite method | Reagent kit for 300 tests,HI93720-03 | 0
HI-93729-01 | Reagent & Standard-Fluoride LR, | SPADNS Method,100 Test,HI-93729-01 | 0
HI-93729-03 | Reagent & Standard-Fluoride LR, | SPADNS Method,300 Test,HI-93729-03 | 0
HI-96729 | HI-96729 Flouride Photometer | Code No: HI-96729 | 0
HI-98517-13 | K-Thermocouple Probe for penetration |  | 0
HIM2015 | HIM-2015 Horizontal Measuring System |  | 0
HIM2015CALHOLJIG | HIM2015 CAL HOLDER JIG |  | 0
HIM2015CONTLIGH1 | 1W Countour Light Complete set For | Arcs HIM-2015 | 0
HIM2015CONTLIGH2 | 1w Countour Light Parts Assembly For | Arcs HIM-2015 | 0
HIM2015ILLCONTBD | Illimination Control Board for | Arcs HIM-2015 | 0
HISTHERMO | HISAMATSU -Ref Thermo-hygrogra |  | 0
HITACHI15WF15T8 | Hitachi 15W Fluorescent Tube | Model: F15T8 | 0
HJBLD2000 | Protimeter Moisture Meters | Model: BLD2000 Country: US | 0
HL01 | HALOGEN LAMP HL01, 12V20W |  | 0
HL150MDETECTOR | HL 150 MONEY DETECTOR |  | 0
HLN11ACABLE | CABLE TIME HLN11A |  | 0
HLN11APAPER | printer paper for HLN-11A |  | 0
HLN11APRINTCOVER | printer paper cover for HLN-11 |  | 0
HLN11ATBLOCK | Test block for HLN-11A |  | 0
HLNPROBE | probe for hln |  | 0
HLX64625 | OSRAM HLX64625 12V 100W |  | 0
HLX64640 | Projector Bulb 24v 150w | Model:HLX64640 | 0
HLX64653 | OSRAM HLX64653 24V 250W REFLECTOR |  | 0
HN11610C | Mag Lamp HN116 10X (POLE TYPE |  | 0
HN11810C | Mag Lamp HN118 10X |  | 0
HN1183C | Mag Lamp HN118 3X |  | 0
HN1185C | Mag Lamp HN118 5X |  | 0
HN1188C | Mag Lamp HN118 8X |  | 0
HN118BAL | Ballast for HN118 |  | 0
HP LASER TONER | HP LASER TONER 2612 |  | 0
HP0707V2 | Hot Plate | Model: HP0707V2 | 0
HPS2 | SCOTTS PALLET TRUCK SCALE HPS-2 |  | 0
HR150A1 | HR150A-1 Large flat Anvil 150mm |  | 0
HR15TS-78 | Yamamoto Test Block | Code No: HR15TS-78 | 0
HRATESTBLOCK | TEST BLOCK HRA |  | 0
HRFS-90 | Yamamoto Test Block | Code No: HRFS-90 | 0
HT02 | Digital Portable Thermohygrometer | Brand: TFA Model: HT-02 | 3
HT150LOWBULB | Lower Bulb For Money Detector HT150 |  | 0
HT150PCB | PCB For Money Detector HT150 |  | 0
HT150UPUVBULB | Upper UV Bulb For Money Detector HT150 |  | 0
HUDSONPIPETTE3ML | "HUDSON" Disposable pipette 3ml, | 500/Box | 0
HUDSONPIPETTIP10 | "HUDSON"Pipet Tips-1000µl | Qty-1000/Bag | 0
HVS30 | Digital Vickers Hardness Tester with bur |  | 0
HW21220502L | Top Tech CBN Blade (Metal Bounded) | F100XF12.7XT0.5 (4”) HW21220502L | 0
HXD2B | HXD-2B of LED?double lights |  | 0
HYDRO METER | Range:0-10, Size: 230mm | Temp: 60F | 0
HYDROMETER | Hydrometer 0.80-0.90 SP.G | Brand :Cole-Parmer | 0
IBODYDTH130 | impact body D for TH130 |  | 0
IBODYTIPDTH130 | impact body tip D for TH130 |  | 0
IBS2 | MICROSCOPE IBS-2 |  | 0
ICCHIP93LC46B | NAGATA IC CHIP (93LC46B) |  | 0
ICCHIP93LC66B | NAGATA IC CHIP (93LC66B) |  | 0
IE6V12AHBATTERY | IE 6V 12AH RECHARGEABLE BATTERY |  | 0
IKA |  |  | 0
IKA2011 | IKA general Catalog 2011 |  | 15
IKAANALTECH | IKA Analytical Technology Catalog |  | 0
IKABAG | IKA Bag |  | 400
IKACMAG | IKA C-Mag Magnetic Stirrers Catalog |  | 0
IKAKS4000I | IKA KS 4000 i/ic Control Catalog |  | 11
IKAPILOT | PILOTS BROCHURE ENG |  | 0
IKAPROVIEW2011 | IKA Product Overview 2011 |  | 1021
IKARV10 | IKA RV10 Rotary Evaporators |  | 10
IKAUTURRAX | IKA Ultra Turrax Catalog |  | 30
IMADA |  |  | 0
IMADAADAPTER | IMADA Pull Push gage Adapter |  | 0
IMADADS2-50N | Imada Digital Push Pull Gauge | Model: DS2-50N Cap:50N X 0.001N | 0
IMADS22OONLOADCE | Imada Load Cell DS2200N |  | 0
IMCAF6T10 | Imada Adapter CA-F6T10 |  | 0
IMLV2011/2012 | WELCH/ILMVAC Catalog 2011/2012 |  | 0
IMMOIL100ML | 100ML/BOTTLE IMMERSION OIL |  | 0
IMMOIL10ML | Immersion Oil 10ml for Microscope |  | 0
IMMX-1000NE | IMADA Motorized Test Stand | Model:IMMX-1000NE | 0
IMPACTDEVICEC | TIME Impact Device C |  | 0
IMPACTDEVICED | IMPACT DEVICE TYPE D |  | 0
IMPBODYD | impact body D |  | 0
IMPBODYTIPD | impact body tip D |  | 0
IMPC-5040 | IMADA Contact Point JIG | Model:IMPC-5040 | 0
IMPTDEVICED | Impact device D |  | 0
IMZTS-1000N | IMADA Digital Force Gauge ZTS Series | Model:IMZTS-1000N,Cap:1000N/100kg | 0
IN9052 | Constance Incubator,50Litre | Model:IN9052 (Int.Size 350x350x410mm) | 0
IN9082 | Constance In Series Incubator | Model: IN9082 | 0
IN9162 | IN-9162 incubator |  | 0
IN-9272 | Constance Incubator | Model:IN-9272 | 0
IN9272 | Constance Incubator | Model:IN9272 | 0
INDENTER | INDENTER FOR IMPAC BODY D |  | 0
INDENTERBALL1/8" | Times Steel Indentor Ball 1/8" |  | 0
INTECMIS-MIT | INTEC Micrometer Stand | Model:EMS-MIT | 0
INTERNALRELAY | WDW100E Spare part, Internal relay |  | 0
IODINEFLASK250M | Iodine Flask 250ml |  | 0
IPE600450100MM | INTEC" Granite Surface Plate | Size:600x450x100(mm) | 0
IPEEMS-MIT | Micrometer Stand | Model: EMS-MIT | 0
IPEGT43321 | Girod-Tast' Contact Point | Model: GT4-3321 (Dia 1.0) | 0
IPEIME-MB-BF | "IME" Magnetic Stand | Model: MB-BF | 0
IPEJ-L02 | Mounting Angle Plate | Model: J-L02 | 0
IPEPH1035STAND | NOGA MAGNETIC STAND |  | 0
IPESTAN600450100 | Stand for Granite Surface Plate | Size:600x450x100(mm) | 0
IPEVDV20 | Precision Vice Size:155x48x48mm,2.5kgs | Model: VDV-20 | 0
IPEVERNIER450MM | Intec Vernier Caliper 0-450mm/0.02mm |  | 0
IPEVHL-20FT | Quartz Halogen Lamp Beams | Model: VHL-20FT | 0
IPEVHL-300L | Dustproof Halogen Lamp | Model: VHL-300L | 0
IRONSTD10KG | INDIVIDUAL STD WEIGHT,CAST IRON | CAP: 10KG | 0
ISOLABBURET500ML | ISOLAB Buret,cap 500ml,Buret 10ml | in 0.05m | 0
ISOLABBURRETE | ISOLAB Automatic zero burette c/w bottle | 1000ml | 0
ISOLABERLENMEYER | ISOLAB Erlenmeyer Flask | Cap:250ml | 0
ISU 20360-7 | ISUZU Chart Paper MODEL:20360-7 | Range:-15~50nDegree C 0~100RH | 0
ISU20012-1 | Original ISUZU Chart Paper for TH25R | Model: 20012-1,-20to+50,0-100RH,1 Day | 0
ISU20012-31 | ISUZU 20012-31 Origin Chart Paper | Packing : 15 Sheet/Box (Monthly) | 0
ISU200127 | ISUZU Chart Paper Model:20012-7,7days | RG:-20~50Deg C / 0~100%RH,55Sht/Box | 0
ISUP/Cover721100 | Isuzu Plastic Cover for Model: | 7211-00 | 0
ISUTH22 | Thermohygrographer (3122R) |  | 0
ISUZU C.PAPER | ISUZU CHART PAPER MODEL:10360-7 |  | 0
ISUZUTH27R | ISUZU Thermo-hygrograph -20~50 degreeC | Model: TH27R (Weekly/Monthly) | 0
ITECH500MMDIA6MM | Type K Piercing Probe,Probe 6mmx500mml | with sharp end Handle.Cable Connector | 0
ITECH6MMX450MML | ITECH Type K Shaper Immersion Probe | mmdx450mmlx1450ml with Handle,Wire | 0
ITECHK6MMD500ML | Type K Probe 6mmd x 500mml with handle | Wire n male miniature connector,200°C | 0
ITECHPROBE1500MM | Temperature Probe PT100 12MMD X 1500MML | WITH 1/2" BSP FITTING & SMALL HEAD | 0
ITECHPROBE2000MM | Temperature Probe PT100 10MMD X 2000MML | WITH 1/2" BSP THREAD & BIG HEAD | 0
ITECHPROBEKTYPE | K-Type Probe 0~1200 Degree C | Length:1 meter (no include holder) | 0
ITECHTCP/L/6" | L Shape Surface Probe 6mm x 6" L | (BOKLES BK 81533A) | 0
ITECHTYPEK0.8M | Type K Thermocouple L Shape Surface | Probe,0.8 MTR,Probe Length with | 0
ITECHTYPEK1.5M | Type K Thermocouple L Shape Surface | Probe,1.5MTR Probe Length With Hand | 0
ITECHTYPEK1M | Type-K Thermocouple L Shape Probe | With Handle Range: -50-400°C | 0
ITECHTYPEK2MTR | TYPE K THERMOCOUPLE 2MTR SCREEN WIRE | WITH SPOT WELD & MINIATURE CONNECTOR | 0
ITECHTYPE-K3MTR | Type K Thermocouple 3MTR Fiberglass Wire | Miniature Connector & Spot Weld | 0
ITECKTYPE1METER | High Tempeture Bead Probe | Size: 1 Meter Length | 0
ITPLUS4 | IT Plus 4.0 S/W W/hard lock ke |  | 0
JAPAN50BNEX | 50-B N-EX | JAPAN | 0
JAPAN60BNEX | 60-B N-EX | JAPAN | 0
JAPAN80ADL | 80-A DL | JAPAN | 0
JAPAN80ANEX | 80-A N-EX | JAPAN | 0
JAPAN92BDEX | JAPAN RING BULB 92 BD-EX |  | 0
JAPANCA92BWW | FLUORESCENT RING LIGHT BULB | CA92BWW 4 PINS JAPAN | 0
JAPANFL150 | JAPAN MICRO-LITE FL-150 |  | 0
JAPANLENS12MM | Japan Fix Lens 12.5mm |  | 0
JAPANLENS16MM | Japan Fix Lens 16mm 1:14 |  | 0
JAPANLENS6MM | Japan Fix Lens 6mm |  | 0
JAPANRA92BDL | FLUORESCENT RING LIGHT BULB | RA92BDL 4 PINS JAPAN | 1
JPG1/4X20UNC2BGP | JPG Thread Plug Gage, | Code No: JPG1/4X20UNC2BGPIP | 0
JPGM14X1.5 | JPG Thread Plug Gage ISO Std Go & NoGo | Size: M14 x 1.5 - 6H | 0
JPGM2X04-6H | JPG Thread Ring Gage | M2x0.4 -6h(Go Only) | 0
JPGM3X0.5H | JPG THREAD PLUG GAGE – | M3 X 0.5H GO/NOGO | 0
JPGM4X0.7 | JPG Thread Ring Gage (Go & NoGo) | Size: M4 x 0.7 - 6e GRNR | 0
JPGM5X0.5 | JPG Thread Plug Gage Go&NoGo M5 x 0.5 | GPIP-II | 0
JPGM64X1.5 | JPG THREAD RING GAGE M64X1.5 |  | 0
JPGM6X0.5 | JPG Thread Plug Gage ISO Std Go & NoGo | Size: M6 x 0.5 - 6H | 0
JPGM8X1.25 | JPG Thread Plug Gage M8x1.25 (GPIP2) | Code No: JPGM8X1.25 | 0
JSZ6 | JSZ6 MICROSCOPE WITH INCIDENT AND | TRANSMITTED LIGHT | 0
JW1UFO3KG | JW WEIGHING JW-1 UFO 3KG |  | 0
K001 | Brand : Hettich, Cat no. :K001 | Service- and instruction | 0
K150W | Nagata Heavy Duty Dial type Platform | Scale Model : K-150W | 0
K150W150KG | NAKATA K-150W 150 KG |  | 0
K265DWIBODY30KG | DIBAL (K265 DOUBELE BODY ) 30KG |  | 0
K265FLAT15KG | DIBAL (K265 FLAT) 15KG |  | 0
K265FLAT30KG | DIBAL (K265 FLAT) 30KG |  | 2
K265FLAT6KG | DIBAL K265 FLAT 6KG |  | 1
K265FLATTHERHEAD | DIBAL K265 FLAT THERMAL HEAD |  | 0
K265HANGING30KG | DIBAL (K265 HANGING ) 30KG |  | 0
K265LCD | K265 LCD |  | 0
K265THERMALHEAD | K265 HANGING SCALE THERMAL HEA |  | 0
K265TOWER15KG | DIBAL (K265 TOWER ) 15KG |  | 0
K265TOWER30KG | DIBAL (K265 TOWER ) 30KG |  | 0
KAM3020 | ARCS KAM3020 |  | 0
KAN1.5SGK | KANON TORQUE METER | 1.5(II)SGK | 0
KAN120QCK | KANON RATCHET HEAD MODEL: 120QCK |  | 0
KAN230SCK10 | KANON OPEN END WRENCH HEAD | MODEL 230SCK. NO.10 | 0
KAN230SCK7 | KANON OPEN END WRENCH HEAD | MODEL 230SCK. NO7 | 0
KAN230SCK8 | KANON OPEN END WRENCH HEAD | MODEL 230SCK. NO8 | 0
KAN900HCK10 | Kanon Hexagon Head Model: 900HCK No.10 |  | 0
KAN900HCK12 | Kanon Hexagon Head Model: 900HCK No.12 |  | 0
KAN900HCK6 | Kanon Hexagon Head Model: 900HCK No.6 |  | 0
KAN900HCK8 | Kanon Hexagon Head Model: 900HCK No.8 |  | 0
KAN900LCK | Kanon Torque Wrench Model: 900LCK |  | 0
KANETECTM801 | Kanetec Tesla Meter - TM801 |  | 0
KANN230LCK | KANON TORQUE WRENCH MODEL N230LCK |  | 0
KANN60LCK | KANON TORQUE WRENCH MODEL N60LCK |  | 0
KANNIDPSK | Kanon Torque Screw Driver Model: | N1DPSK | 0
KARTELLSPOON | Kartell Plastic Chemical Spoon |  | 0
KB113LSSOCKET | Vivace KB113LS 13A Universal Socket |  | 0
KD112 | DRY KD-112 | DRY CABINET | 0
KD112DOOR | DOOR FOR KD112 |  | 0
KD200 | PORTABLE ELECTRONIC DIGITAL SCALE(TANITA | MODEL:KD200 RANGE:2KGX2G | 0
KD200-100 | TANITA Digital Scale | Capacity: 1kg X 1g | 0
KD70 | DRY KD-70 | DRY CABINET | 0
KD70POWERSUPPLY | POWER SUPPLY BOARD FOR KD70 |  | 0
KD70SHELF | SHELF FOR KD70 |  | 0
KEYPADCEN306 | KEYPAD FOR CENTER 306 |  | 0
KIB1500 | DyneProbes, set of 4 pcs | Brand: KIBRON Code No: KIB1500 | 0
KIB1501 | DyneProbes, set of 8 pcs | Brand: KIBRON Code No: KIB1501 | 0
KIB1520 | USB Memory Stick | Brand: KIBRON Code No: KIB1520 | 0
KIB1530 | Probe Handler , Code: 1530 | Code No: KIB1530 | 0
KIB1531 | Probe Maintenance Station | Code No: KIB1531 | 0
KIB1532 | Ground Cable (Magnet) | Code No: KIB1532 | 0
KIB3523 | DyneCup Sample Cuvette PP, set of 10 pcs | Brand: KIBRON Code No: KIB3523 | 0
KIB3524 | Carrying case | Brand: KIBRON Code No: KIB3524 | 0
KIB3531 | DyneCup Sample Cuvette PP, set of 100 ps | Brand: KIBRON Code No: KIB3531 | 0
KIB3600 | KIBRON EZ-Pi PLUS, Tensiometer | Code No: KIB3600 | 0
KIB3630 | Glass Sample Cups (Dynecups), | Code No: KIB3630 | 2
KIB3801 | AquaPi Plus instrument interface cable | Code No: KIB3801 | 0
KIM2010CU | Vertical Non-Contact Video Measuring | System Brand: ARCS Model: KIM2010CU | 0
KIM2010SVP | Video Measuring System | Brand: ARCS (Taiwan) Model: KIM2010CU | 0
KIM30200.5XOBJ | 0.5X Object Lens For KIM3020SVP | Model: LCB2-0.5X160110 | 0
KIM3020CSU | RFS 3020 |  | 0
KIM3020CU | Arcs Video Measuring System | Model: KIM3020CU | 0
KIM3020SVP | Video Measuring System | Brand: ARCS (Taiwan) Model: KIM3020CU | 0
KIM4530 | Arcs Video Measuring System | Model; KIM4530 | 0
KIM4530SVP | ARCS Video Measuring System | Model: KIM4530SVP | 0
KIMBLEERLENMEYER | Kimble Erlenmeyer Flask | Cap:125ml | 0
KINGBRINNEL | King Brinell Hardness Tester |  | 0
KLAS0803A | Struers FixiForm mounting cup 30mm | Size:1.25" (32mm)(10pcs/PKG) | 0
KNOBFORMAG | knob for spring type magnifier lamp |  | 0
KNOBHOLDERRVDB | MAGNIFIER LAMP KNOB HOLDER FOR | RV-DB SERIES | 0
KNOBHOLDERRVDC | MAGNIFIER LAMP KNOB HOLDER FOR | RV-DC SERIES | 0
KNOBPJPROFILE | KNOB FOR PROFILE PROJECTOR(PJ SERIES) |  | 0
KNOBSLEEVE | knob sleeve for VC6050 |  | 0
KNOBZTXE | KNOB OF ZTX-E |  | 0
KS385B | Surface Resistivity Meter | Code No: KS385B | 0
K-TYPE CONNECTOR | Thermo couple with handle size:700mm | Range:-30degree C to 400 degree C | 0
KXP1121 | PANASONIC PRINTER KXP1121-24 PIN | 80COLUMN 160CPS | 0
KYB-18A | KANETEC Magnetic Square Block | Code No:KYB-18A,600N(60kgf)180×180×180 | 0
KYB18A/T | KANETEC Magnetic Square Block | Code No:KYB-18A/T | 0
KYOWAOBJLENS100X | KYOWA OBJECTIVE LENS 100X |  | 0
L001540 | MS 1.21 One-hand insert |  | 0
L001830 | MS 1.34 Test tube insert |  | 0
L001840 | MS 1.31 Test tube insert |  | 0
L001850 | MS 1.32 Test tube insert |  | 0
L001860 | MS 1.33 Test tube insert |  | 0
L002 | Brand : Hettich, Cat no. :L002 | Lock, 2 switch and stroke | 0
L003 | Brand : Hettich, Cat no. :L003 | Lock without switch, stroke magnet | 0
L004639 | Dispersing elements for T 18 basic | S 18 N - 10 G Dispersing element | 0
L004640 | Dispersing elements for T 18 basic | S 18 N - 19 G Dispersing element | 0
L004880 | IKA Drive Shaft Ring For S18-19G | Ident No: L004880 | 0
L008 | Brand : Hettich, Cat no. :L008 | Adjusting knob | 0
L009 | Brand : Hettich, Cat no. :L009 | Push rod | 0
L010 | Brand : Hettich, Cat no. :L010 | Cover dark grey | 0
L012 | Brand : Hettich, Cat no. :L012 | Washer | 0
L015 | Brand : Hettich, Cat no. :L015 | Housing for control panel | 0
L016 | Brand : Hettich, Cat no. :L016 | IC temperature sensor | 0
L018 | Brand : Hettich, Cat no. :L018 | Khltragblech | 0
L019 | Brand : Hettich, Cat no. :L019 | Housing for temperature sensor | 0
L021 | Brand : Hettich, Cat no. :L021 | Centrifuging chamber cpl. | 0
L024 | Brand : Hettich, Cat no. :L024 | Tappet for push button | 0
L025 | Brand : Hettich, Cat no. :L025 | Safety device for transport | 0
L028 | Brand : Hettich, Cat no. :L028 | Cover plate | 0
L030 | Brand : Hettich, Cat no. :L030 | Sealing | 0
L031 | Brand : Hettich, Cat no. :L031 | Socket D029 (29x5) | 0
L032 | Brand : Hettich, Cat no. :L032 | Metal sheet nut B7-3,9 | 0
L033 | Brand : Hettich, Cat no. :L033 | Round | 0
L037 | Brand : Hettich, Cat no. :L037 | Self-adhesive label - Read | 0
L040 | Brand : Hettich, Cat no. :L040 | Bimetallic snap-switch (60+5C) | 0
L1030ALIGHTTUBE | L-1030A High Power Scope Light |  | 0
L150PCB | L-150 P.C.B |  | 0
L2003A | HIGH POWER METALLURGICAL | L2003A | 0
LABMARTBURRET | Labmart Buret c/w stand base & clamp |  | 0
LAMPHOUSINGMMDB | lamp housing for MM-DB |  | 0
LBM#BF51643BC-1 | Thermo Lindberg Blue M,Furnace | Code No: LBM#BF51643BC-1, 1500°C | 0
LBM#BF51728C | Thermo SC Lindberg Blue M | Code No: LBM#BF51728C, 42.5L | 0
LBM#BF51728C-1 | Thermo SC Lindberg Blue M Furnance | COde No: LBM#BF51728C-1 (42.5 Litre) | 0
LCDCEN306 | LCD for CENTER306 |  | 0
LCDLIGHTUCAC015 | LCD BACK LIGHT FOR UCA015 |  | 0
LCDMONITOR15' | LCD MONITOR 15' |  | 0
LDL86X15R | LDL-86X15-R RED |  | 0
LDL86X15W | LED light source+Power Supply PSA-24/25W |  | 0
LDOS0200-1 | Arcs Linear Sclae | Code No: LDOS0200-1 | 0
LDR50AR | LDR-50A-R RED |  | 1
LDR50BB | LDR-50B-B BLUE |  | 1
LDR50BG | LED light (LDR-50B-G) |  | 1
LEAA101 | LEAF LINEN TESTER A10-1 |  | 0
LEAX16-3 | LEAF 10X LUPE MODEL: X16-3 |  | 0
LED FOR LED48 | LED FOR LED48 |  | 330
LED FOR LED60 | LED FOR LED60 |  | 0
LED24W | LIGHT EMITTING DIODES 24W |  | 1
LED48W | LIGHT EMITTING DIODES 48W |  | 1
LED48WADJ | NEW TYPE LIGHT EMITTING DIODES | 48W ADJUSTABLE LED-48W | 1
LED56W | LED Ring Illumination W/Adjustable | Brand:Rax Vision Model:LED-56WADJ | 9
LED56W(WHITE) | LED56W (white colur casing) |  | 0
LED56WBULB | LED bulb for LED56W |  | 0
LED56WESD | LIGHT EMITTING DIODES 56W ESD |  | 0
LED60ADJMETAL | NEW TYPE METAL CASING LIGHT | EMITTING DIODES 60W ADJUSTABLE | 0
LED60ADJPWRSUP | POWER SUPPLY OF LED-60ADJ |  | 0
LED60WADJ | AnZ LED Light (60 bulbs) |  | 0
LEDBARLIGHT | Bar Light |  | 0
LEDBULBTWLIGHT | LED bulb for tower light |  | 0
LEDFWB-2 | 2 Meter extension Cable |  | 0
LEDHXP | HXP LED lighting Set | Brand:Rax Vision Model: LEDHXP | 5
LEDHXP W/O TRANS | LEDHXP W/O TRANSFORMER UNIT |  | 0
LEDHXPESD | ESD LEDHXP |  | 0
LEDHXPTRANSFORM | LEDHXP Transformer | Brand:Rax Vision | 0
LEDLDL86X15W | LED light source,Model:LDL-86X15-W WHITE |  | 1
LEDLFV50W-PSBD24 | DGT Control White Light With | Power supply LFV-50W & PSB-D24 | 0
LEDLFV-SI50-W | LFV-Si50-W |  | 0
LEDMODULEASSY | LED Illumination Power Module and | Assembly For KIM Machine | 0
LEDPSA-1-2V/25W | PSA-1-2v/25W |  | 0
LEDPWRSUPPLY | LED Power Supply & cable (1) |  | 0
LEDRB122 | RB-122 LED |  | 0
LEDRFS | led for RFS |  | 0
LEDRINGVMSF | LED RING LIGHT SET FOR VMS-F |  | 0
LEFTSWIPJ3015 | Left switch for PJ 3015 |  | 0
LEICAS6E | Leica S6E Stereomicroscope |  | 0
LEIEZ4D | LEICA EZ4D |  | 0
LEIS6ENOSTAND | LEICA MICROSCOPE S6E WITHOUT STAND |  | 0
LENSCLEANER | Lens Cleaner 40ml |  | 0
LENSHOLDER | MAGNIFIER LAMP LENS HOLDER |  | 0
LESO2011 | LESOSHOPPE catalog |  | 0
LESO2012 | Lesoshoppe 2012 Rev 2.0 |  | 0
LESOFOL | LESOSHOPPE Folder |  | 170
LESOSHOPPE 2014 | Lesoshoppe Catalogues 2014 Rev.1 |  | 1450
LEVERPOINT101121 | Contact Point For Digimatic Indicator | Model :Lever Point 101121 | 0
LFL70X40R | LFL-70X40-R RED |  | 0
LG150 (1m) | Soft Ring Type goodsneck for LG15 |  | 0
LG150POLARIZER | Polarizer FOR LG150 |  | 0
LIGHTCONDY100 | Bottom Light Condenser for Y-100 |  | 0
LIGHTSETFLEXARM | FLEXIBLE STEEL ARM FOR LIGHTIN |  | 0
LIMIT SWICTH | LIMIT SWICTH FOR RFM-1510 |  | 0
LIMITSENSORSUIZ | LIMIT SENSOR SUIZ |  | 0
LKR70AR | LKR-70A-R RED |  | 0
LM-360 | SK Level Meter | Code No: LM-360 | 0
LOADCELLARF05 | LOADCELL FOR ARF-05 |  | 0
LOADCELLARF1 | Load Cell for ARF 1 |  | 0
LOADCELLARF10 | Load Cell for ARF 10 |  | 0
LOADCELLARF2 | Load Cell for ARF 2 |  | 0
LOADCELLARF20 | Load Cell for ARF 20 |  | 0
LOADCELLARF5 | Load Cell for ARF 5 |  | 0
LOADCELLARF50 | Load Cell for ARF50 |  | 0
LOADCELLCAB | ACCUTEC LOAD CELL CABLE |  | 0
LOADCELLDS20N | Imada Load Cell only for DS-20N |  | 0
LOADCELLDS2-200N | Imada Load Cell For DS2-200N |  | 0
LOADCELLDS2-50N | Imada Load Cell only for DS2-50N | Model:LOADCELLDS2-50N | 0
LOADCELLDTU900 | Loadcell for DTU900MHA |  | 0
LOADCELLWDW10 | LOADCELL FOR WDW10 |  | 0
LOADFEJ150A | FEJ 150A LOADCELL |  | 0
LR01110V | FLUORESCENT RING LIGHT LR-01, | 110V | 1
LR01240V | Fluorescent Ring Light Set | Brand: Rax Vision Model: LR-01,240V | 14
LR01B | Fluorescent Ring Light Bulb | Model:LR-01B 4-pin (ID 66mm OD: 92mm) | 21
LR01BYELLOW | LR-01B ( Yellow Bulb ) ~2 nos |  | 0
LR01ESD | ESD Ring Illuminator Lighting Set |  | 0
LR01NOBULB110V | LR-01 110V WITHOUT BULB |  | 0
LR01PCB110V | LR-01 (110V) P.C.B |  | 5
LR01PCB240V | LR-01 (240V) P.C.B |  | 8
LR02110V | FLUORESCENT RING LIGHT LR-02, | 110V | 0
LR02110VNOBULB | LR02 110V WITHOUT BULB |  | 11
LR02240V | Fluorescent Ring Light Set | Brand:Rax Vision Model:LR-02,240V | 0
LR02240VNOBULB | LR02 240V WITHOUT BULB |  | 0
LR02B | Fluorescent Ring Light Bulb | Model:LR-02B 4-Pin (ID:77mm OD: 103m) | 0
LR02PCB110V | LR-02 (110V) P.C.B |  | 0
LR-02PCBCEN240V | LR-02 PCB center switch 240V |  | 0
LR02PCBCEN240V | LR-02 PCB center switch 240V |  | 2
LR02PCBSIDE240V | LR-02 PCB side switch 240V |  | 3
LR02ROTRING | LR-02 Rotary Ring |  | 0
LR03240V | FLUORESCENT RING LIGHT LR-03, | 240V | 0
LRO1NOBULB | LR01240V WITHOUT BULB |  | 0
LSW9108D | CITIZEN STOPWATCH MODEL : LSW9108D |  | 0
LTYPE12X7 | Label Manager Tape DI Standard Tapes | 12mm x 7m | 0
LTYPE9X7 | Label Manager Tape DI Standard Tapes | 9mm x 7m | 0
LUTRONAH-4223 | Vane Anemometer/Humidity/Temperature | Brand: Lutron Model: AH-4223 0.4~30.0m/s | 0
LUTRON-AM-4210 | Lutron Anemometer with Temperature | Code No: AM-4210, 0.4~25.0 m/s | 0
LUTRONCC-421 | Lutron Voltage/Current Calibrator | Code No: CC-421 | 0
LUTRONMHB382SD | Lutron Humidity/Barometer/Temperature | data recorder | 0
LUTRONVB-8205SD | Lutron Vibration Meter with Data Recordr | C/W SD Card.Model:VB-8205SD | 0
LUTRON-YK2004AH | Lutron Hot Wire Anemometer | Model: YK-2004AH | 0
LVS105T10EF | laboratory vacuum system |  | 0
M10004B | BUFFER SOLUTION PH 4.01 |  | 0
M10007B | BUFFER SOLUTION PH 7.01 |  | 0
M10010B | BUFFER SOLUTION PH 10.01 |  | 0
M15X0.5-6H | THREAD PLUG GAUGE (GO & NO GO) | BRAND : JBO | 0
M18X1.0-6H | Thread Plug Gauge-GO & NOGO | Size: M18x1.0-6H | 0
M1SDT1KG1MG | AccuTEC M1 STD Weight 1mg-1kg | Model:M1STD1KG1MG,25pcs | 0
M1STD10G | Precision Weights of class M1,10g |  | 0
M1STD200MG | AccuTEC M1 Std Weight 200mg |  | 0
M24X3.0-6H | Thread Plug Gauge-GO & NOGO | Size: M24x3.0-6H | 0
M2DAT | M2D-AT SOFTWARE FOR VMS |  | 0
M2X0.4-6H | Thread Plug Gauge (go&nogo) M2.0X0.4-6H | *Stem small & Shape point C/W Certificat | 0
M2X0.4-6H-GOONLY | Thread Plug Gauge Size: M2 x 0.4 -6H | (GO only)(Smaller stem & Sharp point) | 0
M3G41000S | “OEM” Rax Vision 3 branch diameter | 8mm straigh light guide. Length 1000MM | 0
M3X0.5-6G | Thread Ring Gauge (GO & NOGO) | Code No: M3 X 0.5-6g | 0
M3X0.5-6H | Progage Thread Plug Gauge M3x0.5-6H | Go:Pitch Diameter Oversize by 0.03mm | 0
M3X0.5-6H-0.03MM | Progage Thread Plug Gauge (GO & NO GO) | GO: Pitch Diameter Oversize by 0.03mm | 0
M3X0.5-6H-L13MM | Progage Thread Plug Gauge (GO & NO GO) | Size: M3X0.5-6H ,Length:13mm | 0
M3X0.5-GPIP2 | Progage Special Thread Plug Gauge | C/W Certificate Of Conformance(Go&NoGo) | 0
M3X0.5LENGTH13MM | Progage Thread Plug gauge (GO & NOGO) | Size: M3 X 0.5-6H Length: 13mm | 0
M3X0.5THREADPLUG | Progage Thread Plug Gage M3 X 0.5 | Go:Pitch Diameter Oversize by 0.03mm | 0
M4X0.7-GPIP2 | Progage Special Thread Plug Gauge | C/W Certificate Of Conformance(Go&NoGo) | 0
M5X0.8-6H | Progage Special Thread Plug Gauge | C/W Certificate Of Conformance(Go&NoGo) | 0
MA32Ø32MM | Top Tech Metallographic Mounting press | Machine,Model: MA32 (Ø32mm) | 0
MA73047 | Replace pH electrode with built in | temperature sensor Code No: MA73047 | 0
MA750 | hard carrying case |  | 2
MA814D/1 | Probe for Milwaukee Mi 306 |  | 0
MA831R | PROBE TEMPERATURE |  | 0
MA840 | Milwaukee Polarographic DO Probe | Model: MA840 | 0
MA841 | Milwaukee Spare Membrane (5pcs) | Item No: MA841 | 0
MA871 | Brix digital refractometer |  | 0
MA872 | MILWAUKEE DIGITAL REFRECTORMETER | Model: MA872 | 0
MA873 | MILWAUKEE DIGITAL REFRECTORMETER | Model: MA873 | 0
MA886 | Milwaukee Digital Refractometer | For Sodium Chloride Measurements MA886 | 0
MA887 | Digital Refractometer for Seawater | Brand: Milwaukee Model:MA887 | 0
MA888 | Digital Refractometer for Ethylene | Glycol Measurements, Model MA888 | 0
MA9004 | pH 4.01 Buffer Solution (220ml) | Model: MA9004 | 0
MA9007 | pH 7.01 Buffer Solution (220ml) | Model: MA9007 | 0
MA9010 | pH 10.01 Buffer Solution 220ml | Brand: Milwaukee Model: MA9010 | 0
MA9011 | Milwaukee Refilling Electrolyte 3.5ML | Model:MA9011 | 0
MA9012 | ELECTROLYTE SOLUTION |  | 0
MA9015 | STORAGE SOLUTION |  | 0
MA9016 | OPR Solution Packing : 220ml / bottle |  | 0
MA9020 | 200-275 mV ORP Solution (220ml) | Model: MA9020 | 0
MA9070 | Milwaukee Oxygen Calibration Solution | Code No: MA9070, 200ml | 0
MA9071 | Milwaukee Oxygen Electrolyte solution | 220ml Item No: MA9071 | 0
MA911B/1 | Milwaukee pH Electrode Probe | Model: MA911B/1 | 0
MA911B/2 | Double junction pH electrode with 2meter | cable & gel filled electrolyte solution | 0
MA915B/2 | Milwaukee Ph glass electrode for | with 2 meter cable. | 0
MA917B/1 | Combined Glass pH Electrode,Double | Junction,RefIllable,BNC Connector,1Mcabl | 0
MA918B/1 | Milwaukee Combined glass pH electrode, | double junction,refillable,BNC Connector | 0
MA921B/1 | Milwaukee Double Junction ORP Electrode | with BNC Connector,1M Cable,MA921B/1 | 0
MA921B/2 | Milwaukee Double Junction ORP Electrode | C/W Connector,2M Cable,Model:MA921B/2 | 0
MA923D/1 | Milwaukee pH/ORP/°C Probe | Amplified Probe For MI106, MA923D/1 | 0
MAGBOTCOV | BOTTOM COVER OF MAG LAMP |  | 0
MAGBOTTOMBOARD | BOTTOM BOARD OF MAGNIFIER LAMP |  | 0
MAGBULBCOV | RV MAG BULB COVER |  | 0
MAGCLAMPG1 | RV 3C CLAMP G1 |  | 2
MAGCLAMPG2 | G2 clamp for magnifier lamp |  | 0
MAGHEADSCREW | HEAD CONNECTOR+SCREW | FOR MAG LAMP | 0
MAGHOLELKM025S | MAGNETIC HOLDER FOR PROFILE PROJECTOR | MODEL: EL-KM-025S | 0
MAGKNOB | KNOB FOR DESKTOP (POLE) MAGNIFIER |  | 0
MAGLENSCOVER | LENS COVER FOR MAGNIFIER |  | 10
MAGLONGSPRING | LONG SPRING FOR MAGNIFIER |  | 0
MAGNETICLAMPMLA | IME Magnetic Lamp | Model:ML-A | 0
MAGNETICPLOTTING | Magnetic Plotting Compass |  | 0
MAGNETICV BLOCK | IME' Magnetic V Block | Model: KVS-25N 100x70x95mm | 0
MAGSHORTSPRING | SHORT SPRING FOR MAGNIFIER |  | 0
MAGSMALLKNOB | KNOB FOR DESKTOP SMALLER DIA |  | 0
MANTIREFCLAMP | REFUR MANTIS SCOPE CLAMP TYPE |  | 1
MANTIREFDESTOP | REFUR MANTIS SCOPE DESKTOP TYP |  | 3
MANTISCOMPACT6X | Mantis Compact with Universal 6X | Model:MANTISCOMPACT6X | 0
MANTISLENS | MANTIS PREZIUM LENS |  | 1
MANTISLENSPROTEC | Lens Protection Caps For Mantis Compact | Model : MANTISLENSPROTEC | 4
MANTISOBJLENS1X | Mantis Objective Len 1x |  | 1
MANTISOBJLENS2X | Mantis Objective Len 2x |  | 5
MANTISOBJLENS4X | Mantis Objective Len 4x |  | 4
MAP13-ST | Mitutoyo Catalogues |  | 0
MAS1PK-081 T3 | Proskit Torx Screwdriver | Model : 1PK-081 T3 | 0
MAS6.35FX9.5M | Impact Socket Adaptor | Model : 6.35(F) X 9.5(M) | 0
MAS89400 | Proskit Torx Screwdriver | Model :89400-T06H,T07H,T08H,T09H,T10H | 0
MAS89400-T05H | Proskit Torx Screwdriver | Model : 89400-T05H | 0
MASDS-6EIGHTHEX | Eight Hex Screwdriver Set | Model : DS-6 | 0
MASKILEW5300LB | Kilews Elec.S/Drive | Model: SKD-5300LB | 0
MASKILEWSKTM100 | Kilews Torque Meter | Model : KTM-100 | 0
MASKILEWSSCREW | Kilews DC Type Electric Screwdriver | With Power Supply Model:SKD-5300LB | 0
MASP.H6.35X1X75M | Screw Bit P.H 6.35 X 1 X 75mm | Model : P.H 6.35 X 1 X 75mm | 0
MASSW-1016 T4 | Proskit Torx Screwdriver | Model : SW-1016 T4 | 0
MASWHEEL010055 | Shimpo Master Wheel Code: 010055 |  | 0
Material Plus | Material Plus |  | 0
MAX-3020 | ARCS CNC Video Measuring System | Code No: MAX-3020 | 0
MAX4530 | ARCS CNC Non-Contact Video Measuring | System Model: MAX-4530 | 0
MBS-002 | Mantis Elite Bench Stand | Code No: MBS-002,(low profile Base) | 0
MC100L | MEASURING SCOPE | MC-100L | 0
MCBEARING | Money counter bearing |  | 0
MCFRONTMOTOR | Money counter Front Motor |  | 0
MCH-001SEA | Mantis Compact Stereo Optical Head | Model:MCH-001SEA | 0
MCO-006SEA6X | Mantis Compact Objective 6X, | Model:MCO-006DSEA6X | 0
MCOUNTERLEFTCVR | LEFT COVER FOR MONEY COUNTER |  | 0
MCOUNTERRIGHTCVR | RIGHT COVER FOR MONEY COUNTER |  | 0
MCS-005SEA | Compact Universal Compact Stand | Model:MCS-005SEA | 0
MCTRBOTSENSOR | bottom sensor for money counter |  | 0
MCTRDISPLAYPANEL | DISPLAY PANEL FOR MONEY COUNTER |  | 0
MCTRLEDMODULE | LED module for money counter |  | 0
MCTRMEMBKEYPAD | membrane keypad for money counter |  | 0
MCTRREARSENSOR | rear sensor for money counter |  | 0
MCTRSIDEBOARD | side board for money counter |  | 0
MCTRSTRAPWHEEL | strap wheel for money counter |  | 0
MCTRVOLREGULATOR | voltage regulator for money counter |  | 0
MCUVSENSORLED | UV SENSOR SET WITH LED FOR MONEY COUNTE |  | 0
MDETECTOR | HAND HELD METAL DETECTOR MD-SI |  | 0
MECMESINAFTI | Advanced Force Torque Indicator(AFTI) | Brand:MECMESIN | 0
MECMESINVORTEX | Mecmesin Vortex Motorise Torque Tester | C/W AFTI Display,VORTEX-d | 0
MEH-001SEA | Mantis Elite Stereo Optical Head | Code No: MEH-001SEA | 0
MEMMERTIN55 | Memmert Precision Incubator | Model:IN55,Range.Temp:min.5°C | 0
MEMMERTUNB200 | Memmert Universal Oven | Model: UNB-200 | 0
MEO-010SEA10X | Mantis Elite 10X Objective Lens | Code No: MEO-010SEA10X | 0
MEO-020SEA | Mantis Elite 20X Objective Lens | Code No: MEO-020SEA20X | 0
MES-005 | Universal Stand (Incl.COVER & PSU) | Brand: Mantis Model: MES-005 | 0
METACUT1 | METACUT-1 Abrasive Cutter. |  | 0
METALPOL1CONS | metapol1 consumables |  | 0
METAMOUNT2 | METAMOUNT - 2 Mounting Press |  | 0
METAPOL1/200 | METAPOL- 1/ 200 Grinder / Pol |  | 0
METSCALE0.1"/100 | Metal glass scale,0.1"/100 |  | 1
METSCALE1MM/100 | Metal glass scale,1mm/100 |  | 0
METTLERIND | METTLER TOLEDO INDICATOR |  | 0
MEYEARCT405 | CT Mini Ultrasonic Cleaner | Modfel: 405 | 0
MF100N | Shimpo Analog Force Gauge | Model: MF100N (100N/10kg) | 0
MF200N | Shimpo Analog Force Gauge | Model: MF200N (200N/20kg) | 0
MF300N | Shimpo Analog Forge Gauge | Model: MF300N (300N/30kg) | 0
MF500N | Shimpo Analog Forge Gauge | Model: MF500N (500N/50kg) | 0
MF50N | Shimpo Analog Force Gauge | Model: MF-50N (40N/5.099kg) | 0
MF601 | Education Biological Microscope | Brand: Rax Vision Model: MF-601 | 0
MF601H | MF601 High Spec |  | 0
MF601M | Monocular scope with 4,10,40 &100x obj | halogen lamp illuminator 20W, WF10x eye | 0
MF601NP | MF601 NOSEPIECE | for MF601 Scope | 0
MF601NP4HOLE | MF601 NOSEPIECE(4 hole) | for MF601 SCOPE | 0
MF602D | BIOLOGICAL BINOCULAR | MF-602D | 0
MFL82 | DGT Microscope c/with software |  | 0
MH05F | MICROMETER HEAD, MODEL:MH-05F | RANGE:0-13MM GRA:0.01MM | 0
MH300A | Matsuhaka Electronic Densimeter | Model:MH-300A Range:0.005g-300g | 0
MI0004B | Milwaukee pH 4.01 Buffer Solution 20ml, | Sachet,25pcs,Model:MI0004B | 0
MI0007B | Milwaukee pH 7.01 Buffer Solution 20ml, | Sachet,25pcs,Model:MI0007B | 0
MI0010B | Milwaukee pH 10.01 Buffer Solution 20ml, | Sachet,25pcs,Model:MI0010B | 0
MI105 | Milwaukee Portable pH/Temp Meter | Model: Mi105 | 0
MI106 | Milwaukee Portable pH/ORP/Temp | Model: Mi106 | 0
MI150 | Laboratory Bench Meter | Brand: Milwaukee Model: Mi150 | 0
MI151 | PH/OPR/C Combined bench meter |  | 0
MI170 | Milwaukee Autoranging EC/TDS/NaCl/ | Temperature Laboratory Bench Meter | 0
MI180 | COMBINED LOGGING WITH GLP | pH/mV/EC/TDS/NaCl/¡ãC; | 0
MI190 | Extended Range Bench Dissolved Oxygen | Meter Brand: Milwaukee Mi190 | 0
MI306 | Automation & Logging EC/TDS/NaCI | Temp Meter Milwaukee Model: Mi306 | 0
MI404 | Free & total chlorine photometer |  | 0
MI405 | milwaukee mi405 Ammonia Meter |  | 0
MI411 | Milwaukee Free & Total Chlorine and PH | Photometer,Model:Mi411 | 0
MI413 | FREE & TOTAL HR CHLORINE METER |  | 0
MI415 | Milwaukee Martini Turbidimeter | Model: Mi415 | 0
MI505-100 | Ammonia reagents Mi505-100 |  | 0
MI515-100 | MILWAUKEE,REAGENT KIT FOR TURBIDIMETER 5 | Model:515-100 | 0
MI56P | pH/TEMP PROBE FOR pH55 AND pH56 |  | 0
MI605 | Portable D.O.Meter for Field Application | Code No: Mi605 | 0
MI806 | Portable pH/EC/TDS/Temperature Meter | Brand: Milwaukee Model: Mi806 | 0
MIC0.66MM | Pin Gauge 0.66mm |  | 0
MICROMETER STAND | MICROMETER STAND MODEL: EMS-MIT |  | 0
MICROMETER25MM | MICROMETER 25MM |  | 0
MICROMETER50MM | MICROMETER 50MM |  | 0
MICROPIN1.00MM | Individual Pin Gauge 1.00mm | Tol: +/- 1 Micron | 0
MICROSTAND | "CHINA"MICROMETER STAND |  | 0
MIL2011/2012 | MILWAUKEE General Catalog 2011/2012 |  | 0
MILWAUKEE |  |  | 0
MINISCALE120G | MINI SCALE 120G X 0.1G |  | 0
MIRCOPIN1.00MM | Individual Pin Gauge 1.00mm | Tol: +/- 1 Micron | 0
MIT0.50X0.001MM | "MMT"DIGITAL MICROMETER HEAD | RANGE:0-50x0.001mm | 0
MIT1000X1000X150 | GRANITE 1000X1000X150 C/W TABLE |  | 0
MIT1000X750X150 | GRANITE 1000X750X150MM |  | 0
MIT1000X750X150S | STAND FOR GRANITE 1000X750X150MM |  | 0
MIT102510 | Mitaka Outside Micrometer | 25-50mmx0.01mm Code No: 102510 | 0
MIT102515 | OUTSIDE MICROMETER 50-75mmx0.01 | 102-515 | 1
MIT102520 | OUTSIDE MICROMETER 75-100mmx0.01 | 102-520 | 1
MIT103100 | OUTSIDE MICROMETER IN SET | 0-100MMx0.01 103-100 | 1
MIT104100M | OUTSIDE MICROMETER IN SET | 0-100mm x 0.01 104-100M | 0
MIT111505 | SPLINE MICROMETER | 111-505 | 1
MIT123505 | VERNIER DISK MICROMETER | 0-25MMx0.001 123-505 | 0
MIT129120 | DEPTH MICROMETER 0-100mmX0.01m | 129-120 | 0
MIT145505 | INSIDE MICROMETER 5-30MMx0.001 | 145-505 | 1
MIT148100 | MICROMETER HEAD 0-6.5MMx0.01 | 148-100 | 1
MIT1600X1000X20 | GRANITE SURFACE PLATE WITH STAND | 1600MM X 1000MM X 200MM grade:0 | 0
MIT192135 | DOUBLE BEAM DIGITAL COUNTER 192-135 |  | 0
MIT192155 | DOUBLE BEAM DIGITAL COUNTER | 0- 600MM x0.01 192-155 | 0
MIT1X100X150X40 | GRANITE STAND 215-100 | 100 X 150 X 40MM (FIX) | 2
MIT1X200X200X50 | GRANITE STAND 215-100 | 200 X 200 X 50MM (FIX) | 3
MIT293505 | DIGITAL MICROMETER 0-25MMx0.001 | 293-505 | 0
MIT293520 | DIGITAL MICROMETER 75-100MMx0.001 | 293-520 | 1
MIT2X100X150X40 | GRANITE STAND 215-200 | 100 X 150 X 40MM (POLE) | 0
MIT2X200X200X50 | GRANITE STAND 215-200 | 200 X 200 X 50MM (POLE) | 0
MIT2X300X200X50 | GRANITE STAND 215-200 | 300 X 200 X 50MM (POLE) | 2
MIT300X300X100 | GRANITE 300X300X100MM |  | 1
MIT300X300X70 | GRANITE STONE, 300 X 300 X 70 MM |  | 0
MIT300X300X70CH | GRANITE SURFACE PLATE WITH CENTER HOLE | SIZE: 300 X 300 X 70MM | 0
MIT3X100X150X40 | GRANITE STAND 215-300 | 100 X 150 X 40MM (UNIV) | 0
MIT400X400X70WS | Granite Surface Plate with Stand | 400x400x70 mm | 0
MIT450X300X100 | GRANITE 450X300X100MM |  | 0
MIT450X300X100S | STAND FOR GRANITE 450X300X100MM |  | 0
MIT500320 | Digimatic Caliper 0-150x0.01mm | Brand:Mitaka Model:500-320 | 0
MIT500325 | DIGIMATIC CALIPER 0-200MMx0.0 | 500-325 | 0
MIT500335 | DIGIMATIC CALIPER 0-300MMx0.0 | 500-335 | 0
MIT500620 | A/OFF DIG SPLASHPROOF CALIPER | 0-150MMx0.01 500-620 | 0
MIT500625 | A/OFF DIG SPLASHPROOF CALIPER | 0-200MMx0.01 500-625 | 0
MIT50075410 | Mitutoyo Digital Caliper 300mm/12" | Model: 500-754-10 | 0
MIT505212S | DIAL CALIPER 0-150MMx0.02 | 505-212S | 0
MIT505213S | DIAL CALIPER 0-200MMx0.02 | 505-213S | 0
MIT505214S | DIAL CALIPER 0-300MMx0.02 | 505-214S | 2
MIT511225 | DIAL BORE GAUGE 50-160MMx0.01 | 511-225 | 0
MIT513411 | DIAL TEST INDICATOR 0-0.8MMx0.01 | 513-411 | 0
MIT514225S | VERNIER HEIGHT GAUGES 0-200MM | resolution :0.02/0.001" | 0
MIT514235S | VERNIER HEIGHT GAGE 0-300MMx0. | 514-235S | 0
MIT514255S | VERNIER HEIGHT GAGE 0-600MMx0. | 514-255S | 0
MIT527120S | VERNIER DEPTH CALIPER 0-150MMx0.02 | 527-120S | 1
MIT527125S | VERNIER DEPTH CALIPER 0-200MMx0.02 | 527-125S | 2
MIT527135S | VERNIER DEPTH CALIPER 0- 300MM | 527-135S | 1
MIT534265SJAW150 | LONG JAW VERNIER CALIPER | 0-1000MMx0.02 534-265SJAW150 | 0
MIT543211 | DIGIMATIC INDICATOR 0-12.7MMx0.001 | 543-211 | 2
MIT551555JAW150 | LONG JAW DIG. CALIPER 0-600MM | 551-555 JAW150 | 0
MIT560220S | VERNIER CALIPER 560-220S |  | 0
MIT560225S | VERNIER CALIPER 0-200MMx0.02 | 560-225S | 0
MIT560235S | VERNIER CALIPER 0-300MMx0.02 | 560-235S | 0
MIT570135 | DIGIMATIC HEIGHT GAGE 0-300MM | 570-135 | 2
MIT600X425X100 | GRANITE 600X425X100MM |  | 0
MIT600X450X100 | GRANITE 600X450X100MM |  | 0
MIT600X450X100S | STAND FOR GRANITE 600X450X100MM |  | 0
MIT600X600X150MM | Granite Surface Plate 600x600x150mm | Code No; MIT600X600X150MM | 0
MIT630X630X100 | GRANITE STONE 630X630X100MM |  | 0
MIT630X630X100S | stand for granite 630X630X100mm |  | 0
MIT750X500X150 | GRANITE 750X500X150MM |  | 0
MIT750X500X150S | STAND FOR GRANITE 750X500X150MM |  | 0
MIT800X500X130 | GRANITE 800X500X130 WITH STAND |  | 0
MIT800X500X130S | GRANITE STAND FOR 800x500x130mm |  | 0
MIT800X600X150 | GRANITE SURFACE PLATE | 800 X 600 X 150MM | 0
MITDCAL | DIAL CALIPER, 300X0.01MM |  | 0
MITLJDCAL | LONG JAW DIG. CALIPER 0-600MM |  | 0
MITMMHEAD25 | DIGIMATIC M'METER HEAD 0-25MM/0.01 |  | 0
MITMMHEAD50 | DIGIMATIC M'METER HEAD 0-50MM/0.01 |  | 0
MITOMM25 | OUTSIDE MICROMETER 0-25MMx0.01 |  | 1
MITREA5000-7808 | RENISHAW,1MM DIA.STYLI (20MM T/CAR) | Model: REA-5000-7808 | 0
MITSTAND | Stand for Granite Surfice Plates | (400 x 400)mm | 0
MITTLINELASER | China Line Laser,1-set(with stand) | Distance: 7meter, Resolution:+-3 | 0
MITU512066 | MITUTOYO OVERLAY CHART NO 11 | Code No: 512066 | 0
ML01110V | FLUORESCENT RING LIGHT ML-01, | 110V | 1
ML01240V | FLUORESCENT RING LIGHT ML-01, | 240V | 0
ML01B | Fluorescent Ring Light Bulb 4Pin | Model:ML-01B | 2
ML01NOBULB110V | ML-01 110V WITHOUT BILB |  | 0
ML01NOBULB240V | ML-01 NO BULB,240V |  | 0
ML01PCB | ML-01 P.C.B |  | 0
ML02B | Fluorescent Ring Light Bulb 4Pin | Model:ML-02B | 8
ML20 | Zoom Monocular Stereo Microscope | Brand:Rax Vision Model:ML-20 | 0
ML25A | Auto Mounting Press Machine |  | 0
ML30 | Zoom Monocular Stereo Microscope | Brand:Rax Vision Model:ML-30 | 2
ML30BASE | ORIGINAL BASE FOR ML-30 |  | 0
ML30S | Zoom Monocular Stereo Microscope | Brand: Rax Vision | 0
ML-32MA | Presidon-ML Series Metallographic | Mounting Press for Semi Automatioc | 0
ML32MA | Top Tech Mounting Press Machine | Model: ML-32MA, ø32mm | 0
ML745S | STEP MONOCULAR | STEREOMICROSCOPE ML-745S | 0
ML755C | STEP MONOCULAR | ML-755C | 0
MLAUXCOUPLER | AUXILIARY LENS COUPLING | FOR ML-ZOOM LENS | 1
MLCD2 | 3D LCD Zoom Microscope | Brand: Rax Vision Model: MLCD-2 | 1
MLCD2BASE | BASE FOR LCD MICROSCOPE MLCD -2 |  | 0
MLCD2LASERPOINTR | LASER POINTER FOR MLCD2 |  | 0
MLCD2NOSTAND | MLCD2 without stand |  | 0
MLCD2WO | LCD MICROSCOPE MLCD -2 WO |  | 0
MLCDLB | High Resolution LCD Video ZOoom | Microscope Brand:Rax Vision MLCDLB | 0
MLCDLB+LED30D | MLCD-LB + Led light with 30 degrees |  | 0
MLCDLB10" | 10"LCD microscope LCD550 head +30 degree |  | 0
MM102003CCDM | MM10-A C-MOUNT / L2003 COUPLIN |  | 0
MM10A | High Power Metallurgical Microscope | Brand: Rax Vision Model: MM10A | 0
MM10A50XLENS | 50X LENS FOR MM10A |  | 0
MM10A8X8XYKNOB | MM10A 8X8 XY TABLE KNOB |  | 0
MM10AANALYZER | ANALYZER FOR MM10A |  | 0
MM10ANO50X | MM10A WITHOUT 50X LENS |  | 0
MM146 | HIGH POWER METALLURGICAL | MM146 | 1
MM20A | HIGH POWER METALLURGICAL | MICROSCOPE MM20A | 0
MMDB | Brightfield & Darkfield Metallurgical | Microscope MMDB | 0
MNCLGHTPSP-245MM | Menics PSP-2 240V AC 45mm Tower Light |  | 0
MOC120H | Shimadzu Electronic Moisture Balance | Model: MOC120H Cap: 120g x 0.001g | 0
MOC63U | SHIMADZU UniBloc Moisture Analyzer | Model: MOC63U Cap:60gx0.001g | 1
MODIFYEARM | MODIFY E-ARM |  | 1
MODIFYSCOPELAMP | UV Lighting Set with UV Bulb | Model: 80UVSET | 0
MONEYCOUNTER | MONEY COUNTER |  | 0
MONEYCOUNTERPCB | bottom PCB for money counter |  | 0
MONEYCSENSORSET | SENSOR SET FOR MONEY COUNTER |  | 0
MONEYCTRFCASING | FRONT CASING FOR MONEY COUNTER |  | 0
MONEYCTRIC | IC FOR MONEY COUNTER |  | 0
MONEYCTRSENSOR | sensor for money counter |  | 0
MONITOR20" | MONITOR 20" |  | 0
MONSANTO | Thermonik Monsanto Tablet | Hardness Tester | 0
Monsanto | Thermonik Monsanto Tablet Hardness Teste |  | 0
MOTICAM48 | MOTIC MOTICAM 48 |  | 0
MPC105T | Diaphragm Pumps MPC for Chemical Applics | Ultimate Pressure < 2 mbar | 1
MPC301Z | Diaphragm Pump Chem. Resistant | Code No: 412722 | 0
MPC601T | ILMVAC Diaphluragm Pump w/o Explotion | Model: MPC601T | 0
MR100ATC | SALINITY REFRACTOMETER |  | 0
MR32ATC | Sugar Refractometer With Automatic | Temperature Compensation. | 0
MR52 | BIOLOGICAL MONOCULAR | MR-52 | 0
MR82ATC | SUGAR REFRACTOMETER |  | 0
MS-001 | Mantis Floating Stage | Code No: MS-001 | 0
MS-20D | Witeg Digital Magnetic Stirrer | Cat No:DH.WMS03022 Model:MS-20D | 0
MS32WSTAND | DINO LITE MS32-W Stand |  | 0
MSE3.6P-000-DM | SARTORIUS Cubis Microbalance | Model: MSE3.6P-000-DM | 0
MSH-20A | Hotplate Stirrer,Analog,180x180mm, | 0~1500rpm,to 380°C, Model: MSH-20A | 0
MSPVISUALINSPECT | Visual Inspection Template | Full Size 178mmx220mm | 0
MSU25D | ISHIN METROLOGY SOFWARE- DATA | ANALYSIS SOFTWARE MSU25D | 0
MTS12 | Stereo Step Magnification | Microscope | 0
MTS12HEAD | MTS 12 Head Only |  | 0
MTS12RMZSTD | MTS12 WITH RMZ STAND |  | 0
MTS12STDSSZ | MTS12 WITH SSZ STAND |  | 0
MTS13 | Stereo Step Magnification Microscope | Brand: Rax Vision Model: MTS-13 | 0
MTS13HEAD | Head Of Step Magnification Microscope | MTS-13 | 0
MTS13HEADNEYE | MTS 13 HEAD WITHOUT EYEPIECE |  | 0
MTS13J | STEP MAGNIFICATION JEWELLERY | MICROSCOPE MTS-13J | 0
MTS13JHEAD | STEP MAGNIFICATION JEWELLERY |  | 0
MTS13NEYEPIECE | MTS 13 WTHOUT EYEPIECE |  | 0
MTS13RMZSTD | MTS13 WITH RMZ STAND |  | 0
MTS13RZMSTD | MTS13 WITH RZM STAND |  | 0
MTS13STAND | MTS13 STAND |  | 0
MTS13STDSSZ | STEP MAGNIFICATION BINOCULAR MTS-13 | WITH SSZ STAND | 0
MTS213BIL | STEREO STEP MAGNIFICATION MICROSCOPE | MTS 213 (BUILT IN LIGHTING STAND) | 0
MTS213HEAD | MTS 213 HEAD |  | 0
MTS24 | Stereo Step Magnification Microscope | Brand: Rax Vision Model: MTS-24 | 0
MTS24HEAD | MICROSCOPE HEAD FOR MTS 24 |  | 0
MTS24TUNGSTENB | TUNGSTEN BULB FOR MTS24 |  | 0
MTSLIGHTBULB5W | 5W/84 PL-S BULB FOR MTS BUILT | IN LIGHTING STAND | 0
MTSLIGHTSTAND | MTS-BUILT IN LIGHTING STAND |  | 0
MTSLIGHTSTDNOTL | MTS Built in Lighting stand | w/o Top Lighting | 0
MTSRACKPINION | MTS RACK & PINION |  | 0
MTSSTAND | STANDARD STAND(ST501) FOR MTS |  | 0
MTSSTANDSMALL | SMALL STAND FOR MTS-B |  | 0
MTSSTDNORP | MTS stand w/o rack & pinion |  | 0
MTY0253129-00 | Mitutoyo USB-ITN Demo Kits | Code No: 0253129-00 U-Wave Demo Kit | 0
MTY0267563-00 | CUSTOM MADE DISC MICROMETER | Code No: 0267563-00,MODEL: KK323-350 | 0
MTY02ACB322B | Mitutoyo Rubber Switch for Dgt Indicator | Code No: 02ACB322B | 0
MTY02AKT300 | Mitutoyo Objective Lens QV-HR2.5X | Code No:02AKT300 | 0
MTY02AZC283 | Mitutoyo Knob,7010 | Code No: 02AZC283 | 0
MTY02AZC340 | Mitutoyo Bracket For Pole,7010 | Code No: 02AZC340 | 0
MTY02AZD730D | Mitutoyo Transmits data to U-WAVE-R | Code No:02AZD730D Model:U-WAVE-T,IP67 | 0
MTY02AZD790B | Mitutoyo U-WAVE-T Connection Cable | Code No:02AZD790B ,Standard Type | 4
MTY02AZD790C | CONNECTING CABLE C,264F | Code No: 02AZD790C | 0
MTY02AZD790D | Mitutoyo Connecting Cable | Code No: 02AZD790D | 0
MTY02AZD790F | Mitutoyo Connecting Cable F,264F | Code No: 02AZD790F | 1
MTY02AZD810D | Mitutoyo U Wave Data Communication | Code No:02AZD810D Model:U-WAVE-R | 0
MTY02AZD880D | Mitutoyo Transmits data to U-WAVE-R | Code No:02AZD880D,Model:U-WAVE-T,Buzzer | 0
MTY02AZE140D | Mitutoyo Foot Switch MODEL | Code No: 02AZE140D | 0
MTY02AZE140F | Mitutoyo Connection Cable Type F | Code No: 02AzE140F | 0
MTY02AZE200 | Mitutoyo U-WAVE-T mounting plate | Code No: 02AZE200 | 1
MTY04AAA046 | Mitutoyo NEEDLE POINT,2000 |  | 0
MTY04AAA468 | Mitutoyo Spindle (mm),293 | Code No: 04AAA468 | 0
MTY04AAA470 | Mitutoyo Timble MM | Code No:04AAA470 | 0
MTY04AAA472 | Mitutoyo Thimble Cap,293 | Code No: 04AAA472 | 0
MTY04AAA473 | Mitutoyo Clamping Knob,293 | Code No: 04AAA473 | 0
MTY04AAA489 | Mitutoyo Key Screw | Code No:04AAA489 | 1
MTY04AAA495 | Mitutoyo Battery Plus Contact(+) | Code No:04AAA495 | 0
MTY04AAA496 | Mitutoyo Battery Minus Contact(-) | Code No:04AAA496 | 0
MTY04AAA498 | Mitutoyo Inter Connector Sensor | Code No:04AAA498 | 0
MTY04AAA743 | Mitutoyo Spindle (MM) | Code No:04AAA743 | 0
MTY04AAA745 | Mitutoyo SPINDLE/MM | Code No:04AAA745 | 0
MTY04AAA746 | Mitutoyo Spindle/Inch | Code No: 04AAA746 | 1
MTY04AAA759 | Mitutoyo SPINDLE,MM,342M | Code No:04AAA759 | 0
MTY04AAA968 | Mitutoyo Paraller Pin | Code No: 04AAA968 | 0
MTY04AAB208 | Mitutoyo Speeder Cover(Gray) | Code No:04AAB208 | 0
MTY04AAB251 | Mitutoyo Thimble Dgt Blade Micrometer | Code No:04AAB251 | 0
MTY04AAB462 | Mitutoyo BATTERY CASE/MDE | Code No: 04AAB462 | 0
MTY04AAB463 | Mitutoyo Battery Minus Contact(-) | Code No:04AAB463 | 0
MTY04AAB464A | Mitutoyo Interconnector(For Sensor)/MDE | Code No: 04AAB464A | 0
MTY04AAB979 | Mitutoyo FFC(20 WICK) | Code No:04AAB979 | 0
MTY04AAB980 | Mitutoyo FFC(10WICK) |  | 0
MTY04AZA220 | Mitutoyo Rotor hub Assy | Code No:04AZA220 | 0
MTY04AZA264 | Mitutoyo Ratchet Thimble Assy(MM) | Code No: 04AZA264 | 0
MTY04AZA270 | Mitutoyo Battery Lid Assy | Code No:04AZA270 | 0
MTY04AZA274 | Mitutoyo Clamp Screw Assy | Code No: 04AZA274 | 0
MTY04AZA718 | Mitutoyo Ratchet Assy | Code No:04AZA718 | 0
MTY04AZA719 | Mitutoyo Measuring Head Assy | Code No: 04AZA719 | 0
MTY04AZA728 | Mitutoyo Measuring Head Assy | Code No: 04AZA728 | 0
MTY04AZA729 | Mitutoyo Measuring Head Assy | Code No: 04AZA729 | 0
MTY04AZA737 | Mitutoyo Measuring Head Assy/368-168 | Code No: 04AZA737 | 0
MTY04AZA750 | Mitutoyo Interchangeable Head | Code No:04AZA750 | 0
MTY04AZA751 | Mitutoyo Intercheageable Head for | 468-171,Code No:04AZA751 | 0
MTY04AZB129 | Mitutoyo Stator Assy | Code No: 04AZB129 | 0
MTY04AZB137 | Mitutoyo Measuring Head Assy (MM),468 | Code No: 04AZB137 | 0
MTY04AZB157 | Mitutoyo Mounting plate for Stand | For Holtest Code No:04AZB157 | 0
MTY04AZB158A | Mitutoyo Panel Module Assy(mm) |  | 0
MTY04AZB214A | PANEL MODULE ASSY/MDC-125MJ |  | 0
MTY04AZB539A | Mitutoyo PANEL MODULE(MM) for 293-100 | Code No:04AZB539A | 0
MTY04GAA115 | Mitutoyo Taper Nut | Code No: 04GAA115 | 0
MTY04GAA260 | Mitutoyo Color Speeder Sleeve(gray) | Code No: 04GAA260 | 0
MTY04GAA899 | Mitutoyo Color Speeder Sleeve | Code No: 04GAA899 (Black color) | 0
MTY04GZA016A | Mitutoyo PANEL ASSY(25MM),293M | Code No:04GZA016A | 0
MTY04GZA239 | Mitutoyo Color-Coded Ratchets & Speeders | Code No: 04GZA239 For Analog Model | 0
MTY04GZA240 | Mitutoyo RATCHET(RS-4),122 | Code No:04GZA240 | 0
MTY04GZA241 | Mitutoyo RATCHET(RS-5),114 | Code No: 04GZA241 | 2
MTY04GZA243 | Mitutoyo Ratchet,102 | Code No:04GZA243 | 0
MTY04GZA619 | Mitutoyo Stator Sub Assy | Code No:04GZA619 | 0
MTY04GZA811A | Mitutoyo Panel Module Assy(mm) | Code No:04GZA811A | 0
MTY050083-10 | Mitutoyo Depth Base Attachment/75MM | Code No: 050083-10 | 1
MTY050084 | Mitutoyo Depth Bench Attachment | Code No:050084 | 0
MTY050084-10 | Mitutoyo Depth Base attachment/100MM | Code No: 050084-10 | 0
MTY050085-10 | Mitutoyo Depth Base Attachment | for up to 300mm Caliper Code 050085-10 | 0
MTY05BAA083 | Mitutoyo Stopper,Slider,505 | Code No: 05BAA083 | 0
MTY05BAA114 | Mitutoyo Rack,505 | Code No:05BAA114 | 0
MTY05BAA121 | Mitutoyo Center Ponion,505 | Code No:05BAA121 | 0
MTY05BAA138 | Mitutoyo Stopper,Bridge | Code No: 05BAA138 | 0
MTY05BAA204 | Mitutoyo RACK,505 | Code No: 05BAA204 | 0
MTY05BZA031 | Mitutoyo Pinion Assy,505 | Code No:05BZA031 | 0
MTY05BZA035 | Mitutoyo Pinion Back Assy,505 | Code No:05BZA035 | 0
MTY05BZA056 | Mitutoyo Movement Assy,505 | Code No: 05BZA056 | 0
MTY05BZA057 | Mitutoyo Pinion Assy,505 | Code No:05BZA057 | 0
MTY05BZA061 | Mitutoyo BACK PINION ASSEMBLY | Code No:05BZA061 | 0
MTY05BZA075 | Mitutoyo Bezel,505 | Code No:05BZA075 | 0
MTY05BZA091 | Mitutoyo Movement Assy,505 | Code No: 05BZA091 | 0
MTY05BZA099 | Mitutoyo Outer Frame Assembly,505 | Code No:05BZA099 | 0
MTY05CAA698 | Mitutoyo Battery Cover 500-505-10 | Code No: 05CAA698 | 0
MTY05CAA738 | Mitutoyo Battery Cover | Code No: 05CAA738 | 0
MTY05CZA435 | Mitutoyo Reading Unit Assy | Code No:05CZA435 | 0
MTY05CZA436 | Mitutoyo Reading unit Assy for | Digimati Caliper,Code No:05CZA436 | 0
MTY05CZA443 | Mitutoyo Reading Unit Assy,551L | Code No:05CZA443 | 0
MTY05CZA624 | Mitutoyo SPC Cable with data swicht | Code No:05CZA624 | 0
MTY05CZA625 | Mitutoyo SPC Cable,2M/80",264S | Code No: 05CZA625 | 0
MTY05CZA662 | Mitutoyo Connecting Cable (1M),264S | Code No: 05CZA662 | 1
MTY05CZA663 | Mitutoyo Connecting Cable (2M),264S | Code No: 05CZA663 | 0
MTY05DAA431 | Mitutoyo Battery Lid | Code No: 05DAA431 | 0
MTY05GAA001 | Mitutoyo Slider Cover for Height Gage | Code No:05GAA001 | 0
MTY05GZA033 | Mitutoyo SCRIBER CLAMP for Height Gage | Code No:05GZA033 | 1
MTY05HAA693 | Mitutoyo Battery Cap | Code No: 05HAA693 | 0
MTY05HZA022 | Mitutoyo Reading Unit Assy | Code No:05HZA022 | 0
MTY05HZA026 | Mitutoyo ENCODER ASSY,192M | Code No: 05HZA026 | 0
MTY05SAA379 | Mitutoyo SCREW,500P | Code No: 05SAA379 | 0
MTY05SAA405 | Mitutoyo Battery Cap, 500M | Code No: 05SAA405 | 2
MTY05SZA275 | Mitutoyo Print Circuit Board for 518-223 | Code No: 05SZA275 | 0
MTY05SZA333 | Mitutoyo Display Module ASSY,500M | Code No:05SZA333 | 0
MTY06ACC981 | Mitutoyo Reading Unit Assy | Code No:06ACC981 | 0
MTY06ACK324 | Mitutoyo Hand Assy,505 | Code No: 06ACK324 | 0
MTY06ADJ361B | Mitutoyo Display Module Assy | Code No: 06ADJ361B | 0
MTY06ADV380A | Mitutoyo USB Input Tool Direct | Code No: 06ADV380A | 1
MTY06ADV380B | Mitutoyo USB Input Tool Direct | Code: 06ADV380B | 1
MTY06ADV380C | Mitutoyo USB Input Tool Direct | Code No: 06ADV380C | 1
MTY06ADV380D | Mitutoyo USB Input Tool Direct | Code No: 06ADV380D | 0
MTY06ADV380E | Mitutoyo USB Input Tool Direct | Code No: 06ADV380E | 0
MTY06ADV380F | Mitutoyo USB Input Tool Direct | Code No: 06ADV380F | 0
MTY06ADV386 | Mitutoyo data collection Software | USB-ITPAK,C/W USB Dongle Code:06ADV386 | 0
MTY06AEG180E | Mitutoyo AC Adapter for high gauge | Code No: 06AEG180E | 0
MTY06AEG302E | Mitutoyo AC ADPTER AD908-03E | pls quote MTY526688E (1pc ex-stock) | 2
MTY06AEG302JA | Mitutoyo AC Adapter Linear Gage | Code No:06AEG302JA | 0
MTY06AEG416 | Mitutoyo Reading Unit Assy |  | 0
MTY06AEG431 | Mitutoyo Battery Caver for 500-196 | Code No:06AEG431 | 0
MTY06AEN846 | Mitutoyo Measurement Data Collection | Software USB-ITPAK Order No:06AEN846 | 0
MTY06AEX935 | Mitutoyo Pinion,Center | Code No: 06AEX935 (for Dial Caliper) | 0
MTY06AEZ391 | Mitutoyo Hand | Code No: 06AEZ391 (for Dial Caliper) | 0
MTY06AEZ642 | Mitutoyo Movement Assy | Code No: 06AEZ642 (for Dial Caliper) | 0
MTY06AFD295B | Mitutoyo Reading Uuni Assy/With Wiper | Code No: 06AFD295B | 0
MTY06GAA073 | Mitutoyo Hook,Roller | Code No:06GAA073 | 0
MTY07CZA044 | Mitutoyo Surface Plate Type | Code No: 07CZA044 | 0
MTY07CZA056 | Mitutoyo Interchangeble Jaw, | Std Type Left&Right 07CZA056 | 0
MTY07CZA057 | Mitutoyo Centerline Type | Code No: 07CZA057 | 0
MTY07CZA058 | Mitutoyo Inside Point Type | Code No: 07CZA058 | 0
MTY07GAA015 | Mitutoyo Carrier (SP) |  | 0
MTY07GZA000 | Mitutoyo SCRIBER,514 | Code No: 07GZA000 | 1
MTY09EAA082 | Mitutoyo PRT Paper (10 PC)/DP-1VR,264S | Code No: 09EAA082 | 0
MTY09EAA084 | Mitutoyo RS-232C signal cable (1m, 9pin) | Code No:09EAA084 | 0
MTY09GAA073 | Mitutoyo Hook,Roller | Code No:09GAA073 | 0
MTY09GAA185 | Mitutoyo BATTERY COVER,500M | Code No: 09GAA185 | 1
MTY09GAA368 | Mitutoyo Inter Connector Output | Code No:09GAA368 | 0
MTY09GZA121A | Mitutoyo LCD ASSY,543M | Code No: 09GZA121A | 0
MTY09GZA238 | Mitutoyo Reading Uunit Assy,500M | Code No: 09GZA238 | 0
MTY09GZA351B | Mitutoyo DISPLAY MODULE | Code No: 09GZA351B | 0
MTY09GZA362 | Mitutoyo Reading Unit Assy | Code No: 09GZA362 | 0
MTY09GZA465 | Mitutoyo Reading Unit Assy,570M | Code No: 09GZA465 | 0
MTY0SZA333 | Mitutoyo Diplay Module Assy,500M | Code No:05SZA333 | 0
MTY1003B | Mitutoyo Dial Indicator | Code No:1003B,Range:4mmx0.01mm | 0
MTY1003T | Mitutoyo Dial Indicator | Code No: 1003T, 4mm(1mm)x0.01mm | 0
MTY100691 | Mitutoyo Lug back | Code No: 100691 | 0
MTY100836 | Mitutoyo flat back for 3058SB-19 | Code No:100836 | 1
MTY100951 | Mitutoyo Clamp Slider for 160-153 | Code No:100951 | 0
MTY101029 | Mitutoyo Spring A Dual for Height Gage | Code No:101029 | 0
MTY101030 | Mitutoyo Spring B Dual for Height Gage | Code No:101030 | 0
MTY101039 | Mitutoyo Indicator Series 2 Flat Back | Code No: MTY101039 | 1
MTY101040 | Mitutoyo BACK LUG ON CENTER | Code No: 101040 | 18
MTY101-113 | Mitutoyo Outside Micrometer | Code No: 101-113, 0-1"x0.0001" | 2
MTY101-114 | Mitutoyo Outside Micrometer | Code No: 101-114, 1"-2"x0.0001" | 0
MTY101117 | Mitutoyo Point Flat | Code No: 101117 | 0
MTY101118 | Mitutoyo Shell Type Point | Code No: 101118 (L: 10mm) | 0
MTY101119 | Mitutoyo Spherical Point | Code No:101119(D:10,L:5,SR:7) | 0
MTY101120 | Mitutoyo contact point | Code No: 101120 | 1
MTY101121 | Mitutoyo Point/Needle | Code No: 101121 | 2
MTY101122 | Mitutoyo Contact Point 0.5D,513 | Code No: 101122 POINT BALL | 1
MTY101170 | Mitutoyo Back with Screw Mount | Code No:101170 | 0
MTY101171 | Mitutoyo Screw For Lifting Level21AZB150 | Code No: 101171 | 0
MTY101185 | Mitutoyo Shell Type Point | Code No: 101185, L: 1/2" | 0
MTY101188 | Mitutoyo Flat Contact Point | Code No: 101188 | 0
MTY101190 | Mitutoyo point,2000 | Code 101190 | 0
MTY101210 | Mitutoyo Back Lug On Center | Code No: 101210 | 203
MTY101211 | Mitutoyo Indicator Series 1 Flat Back | Code No: 101211 | 0
MTY101214 | Mitutoyo CLAMP SLIDER,2000 | Code No: 101214 | 0
MTY101306 | Mitutoyo Lug-on-Center Back | Code No:101316,inch type | 2
MTY101310 | Mitutoyo Anvil,7300 | Code No: 101310 | 0
MTY101314 | Mitutoyo Contact Point,7300 | Code No: 101314 | 0
MTY101386 | Mitutoyo Point,2000 | Code No: 101386 | 0
MTY101387 | CONTACT POINT | Code No: 101387 | 0
MTY101388 | Mitutoyo Point 2000 | Code No: 101388 | 0
MTY1013F | Mitutoyo Dial Indicator | Code No: 1013F,1mmx0.002mm | 0
MTY1013S-10 | Mitutoyo Dial Indicator | Code No:1013S-10,Range:1mmx0.002mm | 0
MTY1013SB-10 | Mitutoyo Dial Indicator,0-100-0 | Code No: 1013SB-10,1mm(0.2mm),G-0.002mm | 0
MTY101461 | Mitutoyo Hardened Steel Flat Anvil | Code No: 101461 | 0
MTY101462 | Mitutoyo Hardened steel | Code No:101462,with ø58mm serrated anvil | 4
MTY101469 | Mitutoyo | Code No: 101469 | 0
MTY101592 | Mitutoyo Roller | Code No:101592 | 0
MTY101969 | Mitutoyo GIB,Slider,530 | Code No: 101969 | 0
MTY102148 | Mitutoyo Spanner | Code No: 102148 | 0
MTY102-301 | Mitutoyo Outside Micrometer 0-25mm | Code No: 102-301 | 0
MTY102-302 | Mitutoyo Outside Micrometer | Code No: 102-302 (25-50x0.01mm) | 0
MTY102-303 | Mitutoyo Outside Micrometer | Code No: 102-303,50-75mmx0.01mm | 0
MTY102-304 | MICROMETER M310-100 | Code No: 102-304 | 1
MTY102-311 | Mitutoyo Outside Micrometer | Code No: 102-311,0-25mmx0.001mm | 0
MTY102389 | MITUTOYO needle point | Code No: 102389 | 0
MTY102-701 | Mitutoyo Ratchet Micrometer | Code No: 102-701 (0-25mmx0.01mm) | 1
MTY102-707 | Mitutoyo Rachet Thimble Micrometer | Code No: 102-707 Range: 0-25mmx0.001mm | 0
MTY102-708 | Rachet Timble Micrometer M327-50 | Code No: 102-708 | 0
MTY102824 | Mitutoyo Contact Point 1D,513 | Code No: 102824 | 0
MTY102825 | Mitutoyo Stylus,ø2mm carbide point | Code No: 102825 | 0
MTY102-911-40 | Mitutoyo Micrometer Set, 4Pcs | Code No: 102-911-40, 0-100mmx0.01mm | 0
MTY103006 | Mitutoyo 2mm Ball-point (Carbide) | Code No:103006 (L:20.9mm) | 24
MTY103010 | Mitutoyo ø2mm ball-Point (Carbide) | Code No: 103010, L=14.7mm | 5
MTY103011 | Mitutoyo POINT 2D,513 | Code No: 103011 | 0
MTY103013 | Mitutoyo Contact Point,1mm ball | Code No: 103013 (L=20.9mm) | 0
MTY103014 | Mitutoyo Contact Point 3mm,Ball | Code: 103014 (L:20.9mm) | 0
MTY103017 | Mitutoyo ø1mm Ball-Point,(Carbide) | Code No: 103017 ( (L=14.7mm)) | 2
MTY103018 | Mitutoyo Point 3D,513 | Code No: 103018 | 0
MTY103050 | Mitutoyo Nut Bearing | Code No: 103050 | 0
MTY103-129 | Mitutoyo Outside Micrometer | Code No:103-129 Range:0-25mmx0.001 | 0
MTY103-130 | Mitutoyo Outside Micrometer | Code No: 103-130 Range: 25-50mmx0.001mm | 0
MTY103-131 | Mitutoyo Outside Micrometer | Code No: 103-131,0-1"x0.0001" | 0
MTY103-132 | Mitutoyo Outside Micrometer | Code No: 103-132, 1"-2"x0.0001" | 0
MTY103-137 | Mitutoyo Outside Micrometer | Code No: 103-137,0-25mmx0.01 mm | 7
MTY103-138 | Mitutoyo Outside Micrometer | Code No: 103-138,25-50mmx0.01mm | 2
MTY103-139-10 | Mitutoyo Outside Micrometer | Code No: 103-139-10,50-75mmx0.01mm | 1
MTY103-140-10 | Mitutoyo Outside Micrometer | Code No: 103-140-10,75-100mmx0.01mm | 1
MTY103-141-10 | Mitutoyo Outside Micrometer | Code No: 103-141-10,100-125mmx0.01mm | 1
MTY103-142-10 | Mitutoyo Outside Micrometer, | Code No: 103-142-10, 125-150mmx0.01mm | 0
MTY103-143-10 | Mitutoyo Outside Micrometer, | Code No: 103-143-10 ,150-175mmx0.01mm | 0
MTY103-144-10 | Mitutoyo Outside Micrometer | Code No: 103-144-10 175-200mmx0.01mm | 0
MTY103-145-10 | Mitutoyo Outside Micrometer | Code No: 103-145-10 200-225mmx0.01mm | 1
MTY103-146-10 | Mitutoyo Outside Micrometer | Code No: 103-146-10,225-250mmx0.01mm | 0
MTY103-147-10 | Mitutoyo Outside Micrometer | Code No:103-147-10,250-275mmx0.01mm | 0
MTY103-148-10 | Mitutoyo Outside Micrometer | Code No:103-148-10,275~300mmx0.01mm | 0
MTY103-149 | Mitutoyo Outside Mitutoyo | Code No:103-149, 300-325mmx0.01mm | 0
MTY103-150 | Mitutoyo Outside Micrometer | Code No: 103-150, 325x350mmx0.01mm | 0
MTY103-151 | Mitutoyo Outside Micrometer | Code No:103-151,Range:350-375mmx0.01mm | 0
MTY103-152 | Mitutoyo Outside Micrometer | Code No:103-152,Range:375-400mmx0.01mm | 0
MTY103-153 | MICROMETER OM-425 | Code No: 103-153 | 0
MTY103-167 | Mitutoyo Outside Micrometer | Code No: 103-167, 750mm~775mmx0.01mm | 0
MTY103-170 | Mitutoyo Outside Micrometer | Code No: 103-170,825-850mmx0.01mm | 0
MTY103-177 | Mitutoyo MICROMETER M110-1 IN | Code No: 103-177 | 1
MTY103-178 | Mitutoyo Outside Micrometer | Code No: 103-178 Range: 1-2" | 0
MTY103-179 | Mitutoyo Outside Micrometer | Code No: 103-179, 2"-3"x0.001" | 0
MTY103-180 | Mitutoyo Outside Micrometer | Code No: 103-180, 3"-4"x0.001" | 0
MTY103-181 | Mitutoyo Outside Micrometer | Code No: 103-181, 4"-5"x0.001" | 1
MTY103-182 | Mitutoyo Outside Micrometer | Code No: 103-182, 5"-6"x0.001" | 1
MTY103-183 | Mitutoyo Outside Micrometer | Code No: 103-183, 6"-7"x0.001" | 0
MTY103-184 | Mitutoyo Outside Micrometer | Code No: 103-184, 7"-8"x0.001" | 0
MTY103-185 | Mitutoyo Outside Micrometer | Code No: 103-185, 8"-9"x0.001" | 0
MTY103-186 | Mitutoyo Outside Micrometer | Code No: 103-186, 9"-10"x0.001" | 0
MTY103-187 | Mitutoyo Outside Micrometer | Code No: 103-187, 10"-11"x0.001" | 0
MTY103-188 | Mitutoyo Outside Micrometer | Code No: 103-188, 11"-12"x0.001" | 0
MTY103-190 | Mitutoyo Outside Micrometer | Code No: 103-190,13"-14"x0.001" | 0
MTY103-196 | Mitutoyo Outside Micrometer | Code No: 103-196, 19"-20"x0.001" | 0
MTY103-197 | Mitutoyo Outside Micrometer | Code No: 103-197,20"-21"x0.001" | 0
MTY103-904-10 | Mitutoyo Outside Micrometer Set,Inch | Code No: 103-904-10,0-6"(6pcs/set) | 0
MTY103-905-10 | Mitutoyo Outside Micrometer | Code No: 103-905-10,0-12"x0.001"(12pc) | 0
MTY103-906 | Mitutoyo Outside Micrometer Set,Inch | Code No: 103-906,6"-12"(6pcs/set) | 0
MTY103-913-31 | Mitutoyo Outside Micrometer Set | Code No: 103-913-31,0-150mm(6pcs/set) | 0
MTY103-913-40 | Mitutoyo Outside Micrometer Set | Code No: 103-913-40 (0-150mm/6pcs/set) | 0
MTY103-913-50 | Mitutoyo Outside Micrometer Set,6Pcs | Code No:103-913-50 (0-150x001mm) | 0
MTY103-914-31 | Mitutoyo Outside Micrometer 0-300mm | Code No: 103-914-31 (12pcs/set) | 0
MTY103-914-40 | Mitutoyo Outside Micrometer Set | Code No: 103-914-40,0-300mm (12pcs/set) | 0
MTY103-914-50 | Mitutoyo Micrometer & Standards Set | Code No: 103-914-50, Range: 0-300 | 0
MTY103-915-10 | Mitutoyo Outside Micrometer Set,6Pcs | Code No:103-915-10,150-300mm | 0
MTY103-927-10 | Mitutoyo Outside Micrometer Set,3Pcs | Code No: 103-927-100 (0-75mmx0.01mm) | 0
MTY103-929 | Mitutoyo Outside Micrometer Set,Inch | Code No: 103-929,0-3"(3pcs/set) | 0
MTY103-930 | Mitutoyo Outside Micrometer Set,Inch | Code No: 103-930,0-4"(4pcs/set) | 0
MTY1040S | Mitutoyo DIAL INDICATOR DG0.01-3.5MM | Code No: 1040S | 3
MTY1040SB | DIAL INDICATOR DG0.01-3.5MM |  | 2
MTY104-135 | Mitutoyo Micrometer OMC-150 | Code No: 104-135 | 1
MTY104-135A | Mitutoyo Outside Micrometer | Code No: 104-135A 0-150mmx0.01mm | 0
MTY104-136A | Mitutoyo Outside Micrometer, | Code No: 104-136A 150-300mmx0.01mm | 1
MTY104-137 | Mitutoyo Outside Micrometer,Inch | Code No: 104-137, 0-6"x.001" | 0
MTY104-138 | Mitutoyo Outside Micrometer,Inch | Code No: 104-138, 6-12"xx.001" | 0
MTY104-139A | Mitutoyo Outside Micrometer | Code No: 104-139A 0-100mmx0.01mm | 0
MTY104-140A | Mitutoyo Outside Micrometer | Code No:104-140A 100-200X0.01mm | 0
MTY104-141A | Mitutoyo Outside Micrometers | Code No:104-141A (200-300mm,4Pcs) | 0
MTY104-142A | Mitutoyo Outside Micrometers | Code No:104-142A (300-400mm,4Pcs) | 0
MTY104-143A | Mitutoyo Outside Micrometers | Code No:104-143A (400-500mm,4Pcs) | 1
MTY104-144A | Mitutoyo Outside Micrometers | Code No:104-144A (500-600mm,4Pcs) | 0
MTY104-145A | Mitutoyo Outside Micrometer | Code No: 104-145A Range: 600-700mm | 0
MTY104-146A | Mitutoyo Outside Micrometer | Code No: 104-146A, 700-800mmx0.01mm | 0
MTY104-147A | Mitutoyo Outside Micrometer | Code No: 104-147A, 800-900mmx0.01mm | 0
MTY104-148A | Mitutoyo Outside Micrometer | Code No: 104-148A Range: 900-1000mm | 0
MTY104-149 | Mitutoyo Outside Micrometer,0-4" | Code No: 104-149 | 0
MTY104-151 | Mitutoyo Outside Micrometer | Code No:104-151 Range:8"-12"x.001" | 0
MTY104-152 | Mitutoyo Outside Micrometer | Code No: 104-152, 12"-16"x0.001" | 0
MTY104-158 | Mitutoyo Outside Micrometer,Inch | Code No: 104-158, 36"-40"x0.001" | 0
MTY104-161A | Mitutoyo Outside Micrometers | Code No:104-161A (50-150mm,4Pcs) | 0
MTY104-162 | Mitutoyo Outside Micrometer | Code No:104-162,2"-6"x0.001" | 0
MTY104-171 | MItutoyo Outside Micrometer | Code No: 104-171 Range:0-50mm | 0
MTY1041S | Mitutoyo Dial Indicator | Code No: 1041S,3.5mm(0.5mm)x0.01mm | 0
MTY104-201 | Mitutoyo Outside Micrometer,Inch | Code No: 104-201, 12"-18"x.001" | 0
MTY104-202 | Mitutoyo Outside Micrometer | Code No: 104-202 Range: 18"-24" | 0
MTY104-203 | Mitutoyo Outside Micrometer,Inch | Code No: 104-203, 24"-30"x.001" | 0
MTY104-204 | Mitutoyo Interchangeable Anvil Outside | Micrometer Set 30-36"x.0010" | 0
MTY104-205 | Mitutoyo Interchangeable Anvil Outside | Micrometer Set 36-42"x.0010" | 0
MTY1044S | Mitutoyo Dial Indicator | Code No: 1044S, 5mm(1mm)x0.01mm | 0
MTY1044S-15 | Mitutoyo Dial Indicator,w lug | Code No:1044S-15,RangeL5mm(1mm)x0.01mm | 0
MTY1044S-60 | Mitutoyo DIAL INDICATOR DG0.01-5MM | Code No: 1044S-60 | 0
MTY1044SB | Mitutoyo Dial Indicator | Code No: 1044SB, 5mm(1mm)x0.01mm | 0
MTY1044SB-15 | Mitutoyo Dial Indicator | Code No: 1044SB-15, 0.01mm-5mm | 0
MTY1045S | Mitutoyo Dial Indicator | Code No:1045S Range:5mmx0.01mm | 0
MTY1045SB | Mitutoyo Dial Indicator | Model: 1045SB, 5mm(1mm)x0.01mm | 0
MTY105-408 | Mitutoyo Outside Micrometer with Anvil | Extension Collars, 1000-1100x0.01mm | 0
MTY105-418 | Mitutoyo outside micrometer with | extension anvil collar,1000-1200mmx0.01m | 0
MTY105-419 | Mituyoyo Outside Micrometer | Code No:105-419,Range:1200-1400mmx0.01mm | 0
MTY105-428 | Mitutoyo Outside Micrometer | Code No:105-428,Range:40-44"x0.001" | 0
MTY105-429 | Mitutoyo Outside Micrometer with | Anvil Extension Collars,44"-48"x0.001" | 0
MTY105-430 | Mitutoyo Outside Micrometer48"-52"x.001" | With Anvil Extension Coolars,105-430 | 0
MTY105-431 | Mitutoyo Outside Micrometer52"-56"x.001" | with Anvil Extension Collars,105-431 | 0
MTY105-432 | Mitutoyo Outside Micrometer with | Anvil Extension Collars,56"-60"x0.001" | 0
MTY108000 | Mitutoyo GIB Slider,160L | Code No: 108000 | 0
MTY108056 | Mitutoyo GIB Slider,160L | Code No: 108056 | 0
MTY108063 | Mitutoyo GIB Carrier,160L | Code No: 108063 | 0
MTY1109S-10 | Mitutoyo Dial Indicator | Code No: 1109S-10,1mm(0.2mm)x0.001mm | 0
MTY111-115 | Mitutoyo SPLINE MICROMETER | Code No: 111-115 | 0
MTY111-116 | Mitutoyo Micrometer SPM-50 | Code No: 111-116 | 0
MTY111-117 | MICROMETER SPM-75 |  | 0
MTY111-119 | Mitutoyo Spline Micrometer | Code No: 111-119, 100-125mmx0.01mm | 0
MTY111-166 | Mitutoyo Analog Spline Micrometer,Type A | Code No: 1116-166, 0-1"x0.0001" | 0
MTY111-215 | MICROMETER SPM2-25 |  | 0
MTY111460 | Mitutoyo Spherical Point (M2.5X0.45) | Code No: 111460, D-5.5 L-3 SR-5 (mm) | 0
MTY112-153 | Mitutoyo Point Micrometer | Code No: 112-153, 25mmx0.01mm | 0
MTY112-154 | MICROMETER CPM15-50 |  | 0
MTY112-165 | Mitutoyo Point Micrometer | Code No: 112-165,0-25mmx0.01mm,point 15° | 0
MTY112-166 | MICROMETER CPM15-50W |  | 0
MTY112-167 | Mitutoyo MICROMETER CPM15-75W | Code No: 112-167 | 0
MTY112-177 | Mitutoyo Analog Point Micrometer | Code No: 112-177, 0-1"x0.001" | 0
MTY112-201 | Mitutoyo Analog Point Micrometer | Code No: 112-201,0-25mmx0.01mm | 0
MTY112-202 | MICROMETER CPM30-50 |  | 0
MTY112-213 | Mitutoyo MICROMETER CPM30-25W | Code No: 112-213 | 0
MTY112-214 | MICROMETER CPM30-50W |  | 0
MTY112-401 | Mitutoyo Crimp Height Micrometers | Code No: 112-401,0 - 25mmx0.01mm | 0
MTY113-102 | Mitutoyo Limit Micrometer | Code No: 113-102, 0-25mmx0.01mm | 0
MTY114033 | Mitutoyo SCREW FINE ADJ,160-153 | Code No:114033 | 0
MTY114-101 | Mitutoyo V-Anvil Micrometer 1-15mm | Code No: 114-101 Analog C/W groove | 0
MTY114-102 | Mitutoyo V-Anvil Micrometer | Code No: 114-102, 10-25mmx0.01mm | 0
MTY114-103 | Mitutoyo Analog V-Anvi Micrometer | Code No: 114-103, 25-40x0.01mm | 0
MTY114-105 | Mitutoyo Micrometer VM3-70 | Code No: 114-105 | 0
MTY114-121 | Mitutoyo V-Anvil Micrometer | Code No: 114-121, 5-25mmx0.01mm | 0
MTY114-122 | Mitutoyo V-Anvil Micrometer | Code No: 114-122, 25-45mmx0.01mm | 0
MTY115-115 | Mitutoyo Tube Micrometer 0-25mm | spherical anvil & flat spindle 115-115 | 1
MTY115-215 | Mitutoyo Tube Micrometer 0-25mm | spherical anvil & spherical spindle | 0
MTY115-216 | MICROMETER BMD-50 |  | 0
MTY115-302 | MICROMETER BMB1-25 |  | 0
MTY115-308 | MICROMETER BMB2-25 |  | 0
MTY1160 | Mitutoyo Back Plunger Dial Indicator | Code No: 1160,5mm(1mm)x0.01mm | 0
MTY1160T | Mitutoyo Dial Indicator | Code No: 1160T | 0
MTY116-101 | Mitutoyo Universal Micrometer | Code No: 116-101,25x0.01mm | 0
MTY116-102 | Mitutoyo Universal Micrometer | Code No: 116-102,25-50x0.01mm | 0
MTY116-105 | Mitutoyo Universal Micrometer | Code No: 116-105, 1"x .001" | 0
MTY116-106 | Mitutoyo Universal Micrometer | Code No: 116-106, 1"-2"x .001" | 0
MTY1162T | Mitutoyo Dial Indicator | Code No:1162T,Range:5mm(1mm)x0.01mm | 0
MTY116-804 | Mitutoyo Interchangeable anvils | Code No: 116-804 (point type) | 0
MTY116-805 | Mitutoyo Interchangeable anvils | Code No: 116-804 (knife-edge type) | 0
MTY116-807 | Mitutoyo Interchangeable anvils | Code No: 116-807 (blade type) | 0
MTY117-101 | Mitutoyo Universal Micrometer | Code No: 117-101 0-25mmX0.01mm | 0
MTY117-102 | MICROMETER ACM-50 |  | 0
MTY117-107 | Mitutoyo Uni-Mike Micrometer | Code No:117-107,Range:0-1"x0.0001" | 0
MTY118-101 | Mitutoyo Sheet Micrometer,0-25mm | Code No: 118-101, Graduations: 0.01mm | 0
MTY118-103 | Mitutoyo Analog Sheet Metal Micromeetr | Code No:118-103,Range:0-25mmx0.01mm,F-F | 0
MTY118-114 | Mitutoyo Sheet Metal Micrometer | Code No: 118-114 0-25mm | 0
MTY118-118 | Mitutoyo Sheet Micrometer,0-25mm | Spherical anvil & Spherical spindle | 0
MTY119-202 | Mitutoyo Sheet Metal Dial Micrometer | Spherical anvil & flat spindle,0-25mm | 0
MTY120041 | Mitutoyo 5mm Flat Point | Code No: 120041 | 0
MTY120042 | Mitutoyo Point/Flat,2000 | Code No: 120042 | 0
MTY120043 | Mitutoyo Flat Point Carbide | Code No: 120043 | 0
MTY120047 | Mitutoyo Ruby Point (W/O groove) | Code No: 120047 (L:7.3mm) | 0
MTY120051 | Mitutuyo CONTACT POINT | Code No: MTY120051 | 0
MTY120056 | Mitutoyo Point/Flat,2000 | Code No: 120056 | 0
MTY120060 | Mitutoyo Spherical Point(Carbide) | Code No: 120060 | 0
MTY120061 | Mitutoyo Blade Point | Code No:120061 | 0
MTY120062 | Mitutoyo Blade Point | Code No:120062 | 0
MTY120063 | Mitutoyo Blade Point (carbide),2000 | Code No: 120063 | 0
MTY120064 | Mitutuyo Needle PointI(Carbide) | Code No: 120064 D: 1.5 L: 13 | 0
MTY120065 | Mitutoyo Carbide Needle Point | Code No: 120065 D:1 L:3 | 0
MTY120066 | Mitutoyo Point/Needle,2000 | Code No : 120066 | 0
MTY120067 | Mitutoyo Knife Edge point ( Carbide) | Code No: 120067 | 1
MTY120068 | Mitutoyo Point/Conical,2000 | Code No: 120068 | 0
MTY122-101 | Mitutoyo Blade Micrometers | Code:122-101(0-25mm/0.01mm ( Type A)) | 0
MTY122-102 | Mitutoyo Blade Micrometer | Code No: 122-102, 25-50mmx0.01mm | 0
MTY122-103 | Mitutoyo Blade Micrometer | Code No: 122-103 | 0
MTY122-104 | Mitutoyo Blade Micrometer | Code No:122-104,75-100mmx0.01mm | 0
MTY122-105 | Mitutoyo Blade Micrometer | Code No:122-105,Range:100-125mmx0.01mm | 0
MTY122-106 | Mitutoyo Blade Micrometer | Code No:122-106,Range:125-150mmx0.01mm | 0
MTY122-107 | Mitutoyo Blade Micrometer | Code No:122-107,Range:150-175mmx0.01mm | 0
MTY122-108 | Mitutoyo Blade Micrometer | Code No:122-108 Range:175-200mmx0.01mm | 0
MTY122-111 | Mitutoyo Blade Micrometer | Code No: 122-111, 25mmx0.01mm | 1
MTY122-112 | MICROMETER BLM-50/0.4T |  | 1
MTY122-125 | Mitutoyo Blade Micrometer,Inch | Code No: 122-125, 0-1"x0.0001" | 0
MTY122-126 | Mitutoyo Blade Micrometer,Inch | Code No: 122-126, 1"-2"x0.0001" | 0
MTY122-127 | Mitutoyo Blade Micrometer,Inch | Code No: 122-127, 2"-3"x0.0001" | 0
MTY122-128 | Mitutoyo Blade Micrometer 3"-4" | Code No: 122-128 | 0
MTY122-141 | Mitutoyo Blade Micrometer,25x0.01mm | Code No: 122-141 (Type D) | 0
MTY122-142 | Mitutoyo Blade Micrometer, Type D | Code No: 122-142 | 0
MTY122-161 | Mitutoyo Blade Micrometer,25x0.01mm | Code No: 122-161 (Type C) | 0
MTY123-101 | Mitotuyo Disk Micrometer 0-25mm | Code No : 123-101 | 0
MTY123-102 | Mitutoyo Disk Micrometer 25-50mm | Code No : MTY123-102 | 0
MTY123-104 | Mitutoyo Disk Micrometer | Code No: 123-104,75-100mmx0.01mm | 0
MTY123-111 | Mitutoyo Disk Micrometer | Code No: 123-111,250-275x0.01mm | 0
MTY124-176 | Mitutoyo Gear Tooth Outside Micrometer | Code No: 124-176, 75-100x0.01mm | 0
MTY124-177 | Mitutoyo Gear Tooth Outside Micrometer | Code No: 124-177, 100-125mmx0.01mm | 0
MTY124-180 | Mitutoyo Gear Tooth Micrometer | Code No: 124-180, 175-200x0.01mm | 0
MTY124-183 | Mitutoyo Gear Tooth Micrometer | Code No: 124-183, 250-275x0.01mm | 0
MTY124-802 | Mitutoyo Ball Anvil ø1.0 | Code No: 124-802 | 0
MTY124-804 | Mitutoyo MICROMETER TIP/1.588 | Code No:124-804 | 0
MTY124-805 | Mitutoyo Interchangeable anvil | Code No: 124-805 ø2.0mm | 0
MTY124-807 | Mitutoyo Micrometer TIP/ø3.0 | Code No: 124-807 | 0
MTY124-808 | Mitutoyo Interchangeable ball anvil | Code No:124-808,Dia:3.175mm | 0
MTY124-810 | Mitutoyo Micrometer TIP/4.0 | Code No: 124-810, ø4.0mm | 0
MTY124-823 | Mitutoyo Interchangeable Anvil | Code No:124-823,Dia:3.5mm | 0
MTY124-824 | Mitutoyo Interchangeable Ball Anvil | Code No: 124-824,Dia 4.5mm | 0
MTY125-103 | Mitutoyo Screw Thread Micrometer | Code no:125-103,25x0.01mm | 0
MTY125-104 | Mitutouo Scew Thread Micrometer 25mm | Code No: 125-104 | 0
MTY125-108 | Mitutoyo Screw Thread Micrometer | Code No: 125-108 Range:25-50mm | 0
MTY125-109 | Mitutouo Scew Thread Micrometer 25-50mm | Code No: 125-109 | 0
MTY125-110 | Mitutouo Scew Thread Micrometer | Code No: 125-110 | 0
MTY125-113 | Mitutoyo Screw Thread Micrometer | Code No:125-113 | 0
MTY125-114 | Mitutuyo Screw Thread Micrometer | Code No:125-114,Range:50-75mm | 0
MTY125258 | Mitutoyo Spherical Point | Code No:125258,D:7.9,L:5,SR:7 | 0
MTY126-125 | Mitutoyo Screw Thread Micrometer | Code No: 126-125,0-25x0.01mm | 0
MTY126-126 | Mitutoyo Screw Thread Micrometer | Code No: 126-126, 25-50x0.01mm | 0
MTY126-127 | Mitutoyo Analog Screw Thread Micrometer | Code No: 126-127 50-75mmx0.01mm | 0
MTY126-128 | Mitutoyo Analog Screw Thread Micrometer | Code No: 126-128 75-100mmx0.01mm | 0
MTY126-129 | Mitutoyo Screw Thread Micrometer | 100-12mm | 0
MTY126-136 | Mitutoyo Screw Thread Micrometer | Code No:126-136,Range:275-300mmx0.01mm | 0
MTY126-137 | Mitutoyo Screw Thread Micrometer | Code No:126-137,Range:1"x0.001" | 0
MTY126509 | Mitutoyo Point for Digimatic Thickness | Gage,Code No:126509 | 0
MTY126511 | Mitutoyo Anvils for Digimatic Thickness | Gage,Code No:126511 | 0
MTY126-800 | Mitutoyo Interchangeable anvils/ | spindle tips set Code No: 126-800 | 2
MTY126-801 | Mitutoyo Interchangeabel Anvil | Code No: 126-801 0.4-0.5mm/64-48TPI | 0
MTY126-802 | Mitutoyo Interchangeable Anvil | Code No: 126-802 0.6-0.9mm/44-28TPI | 0
MTY126-803 | Mitutoyo Interchangeabel Anvil | Code No: 126-803 1-1.75mm/24-14TPI | 0
MTY126-804 | Mitutoyo Interchangeabel Anvil | Code No: 126-804 (2-3mm/13-9TPI) | 0
MTY126-805 | Mitutoyo Interchangeabel Anvil | Code No: 126-805 (3.5-5mm/8-5TPI) | 0
MTY126-806 | Mitutoyo Interchangeabel Anvil | Code No: 126-806 (5.5-7mm/4.5-3.5TPI) | 0
MTY126-810 | Mitutoyo Interchangeable anvils/ | spindle tips set(inch) Code No: 126-810 | 0
MTY128-101 | Mitutoyo Depth Micrometer | Code No: 128-101,0-25mmx0.01mm | 0
MTY128-102 | Mitutoyo Depth Gage | Code No: 128-102, 0-25mmx0.01mm | 0
MTY128-103 | Mitutoyo Depth Micrometer | 25x0.01mm,With Carbide Tipped Meas.Rod | 0
MTY128-105 | Mitutoyo Depth Micrometer | Code No:MTY128-105 (Range: 0-1") | 0
MTY129-109 | Mitutoyo Depth Micrometer (0-50mm) | Code No: 129-109 | 0
MTY129-110 | Mitutoyo MICROMETER DMC60-75 | Code No: 129-110 | 0
MTY129-111 | Mitutoyo Depth Micrometer,0-100mm | Code No: 129-111 | 1
MTY129-112 | Mitutoyo MICROMETER DMC60-150 | Code No: 129-112 | 0
MTY129-113 | Mitutoyo Depth Micrometer,0-50x0.01mm | Code Noi: 129-113 | 0
MTY129-114 | Mitutoyo Depth Micrometer (0-75mm) | Code No: 129-114 | 0
MTY129-115 | Mitutoyo Depth Micrometer,0-100x0.01mm | Code Noi: 129-115 | 0
MTY129-116 | Mitutoyo Depth Micrometer,0-150mm | Code No: 129-116 | 0
MTY129-128 | Mitutoyo Depth Gage, in | Code No: 129-128, 0-6"x.001" | 0
MTY129-131 | Mitutoyo Depth Micrometer | Code No: 129-131, 0-4"x0.001" | 0
MTY129-132 | Mitutoyo Depth Micrometer | Code No:MTY129-132 (Range: 0-6") | 0
MTY129-149 | Mitutoyo Depth Gage, 0-12" x .001" | Code No:129-149 Base:2.5"x0.63" | 0
MTY129-150 | Mitutoyo Depth Gage, 0-12" x .001" | Code No: 129-150 | 0
MTY129-152 | Mitutoyo MICROMETER DMC60-300 | Code No: 129-152 | 0
MTY129-153 | Mitutoyo Micrometer DMC100-300 | Code No: 129-153 | 1
MTY129-154 | Mitutoyo Depth Micrometer | 129-154 (0-25mm ( Base : 63.5x16mm) | 1
MTY129-155 | Mitutoyo Depth Micrometer,0-25x0.01mm | Code Noi: 129-155 | 0
MTY129949 | Mitutoyo Dia 2mm Ball-point (Carbide) | Code No: 129949 (L=36.8mm) | 0
MTY12AAA218 | Mitutoyo Cylindrical Surface Nosepiece | Code No: 21AAA218 | 0
MTY12AAA222 | Mitutoyo Metric Heght Gage adapter 9x9mm | Code No: 12AAA222 | 0
MTY12AAA568 | Mitutoyo Cone Styli,Carbide Tip. | Code No: 12AAA568 | 0
MTY12AAA792 | Mitutoyo Dial Indicator Holder (MM),518 | Code No: 12AAA792 | 0
MTY12AAA793 | Mitutoyo LOng Indicator Holder | Code No:12AAA793 | 0
MTY12AAA807 | Mitutoyo RS232 Connecting Cable (2M)LH | Code No: 12AAA807 | 0
MTY12AAA876 | Mitutoyo PRT Paper (High Endurance)5PCS | Item No: 12AAA876 | 0
MTY12AAB339 | Mitutoyo Gear Tooth Stylus | Code No: 12AAB339 | 0
MTY12AAB404 | Mitutoyo Small-Hole Stylus,SJ400,5UM | Code No: 12AAB404 | 0
MTY12AAB405 | Mitutoyo EX SML-Hole(1.6) STY,SJ400,5UM | Code No: 12AAB405 | 0
MTY12AAB406 | Mitutoyo Extra Small Hole Type Stylus | Code No: 12AAB406, (5 MICRON) | 0
MTY12AAB416 | Mitutoyo Small-Hole Stylus,SJ400,10UM | Code No: 12AAB416 | 0
MTY12AAB417 | Mitutoyo Extra Small Hole Type Stylus | Code No: 12AAB417 (10 Micron) | 0
MTY12AAB418 | Mitutoyo Extra Small Hole Type Stylus | Code No: 12AAB418 (10 Micron) | 0
MTY12AAC731 | Mitutoyo Standard Stylus 2UM/60Deg | Code No: 12AAC731 | 0
MTY12AAC732 | Mitutoyo Small Hole STY/TIP Angle 60Deg | Code No: 12AAC732 | 0
MTY12AAC733 | Mitutoyo EX SML Hole STY/TIP AG 60DEG | Code No: 12AAC733 | 0
MTY12AAC736 | Mitutoyo | Code No: 12AAC736 | 0
MTY12AAC737 | Mitutoyo Deep Groove STY(30)/TIP AG 60 | Code No: 12AAC737 | 0
MTY12AAD554 | Mitutoyo Standard Stylus | Item No: 12AAD554 | 0
MTY12AAE299 | Mitutoyo SPH-23 Stylus contracer | Code No: 12AAE299 | 0
MTY12AAE882 | Mitutoyo Standard Stylus | Code No: 12AAE882 | 0
MTY12AAE884 | Mitutoyo For Small Hole/Tip | Radius (0.8mm) Code No: 12AAE884 | 0
MTY12AAE885 | Mitutoyo Small Hole Stylus | Code No: 12AAE885,(0.25µm) | 0
MTY12AAE896 | Mitutoyo Gear Tooth/2X Long For Deep | Hole/Tip Angle 60°Tip Radius,(2µm) | 0
MTY12AAF667 | Mitutoyo 2ø Ruby Ball Stylus(Coaxial) | Code No: 12AAF667 | 0
MTY12AAF671 | Mitutoyo Disk Stylus | Code No: MTY12AAF671 | 0
MTY12AAF672 | Mitutoyo Ball Contact | Code No: 12AAF672 | 0
MTY12AAG920 | Mitutoyo RS-232C Cable (3m/118”) | Code No: 12AAG920 | 0
MTY12AAL023 | Mitutoyo Stylus For Deep Groove | Code No: 12AAL023 | 0
MTY12AAL034 | Mitutoyo Stylus For Plane Surface,211 |  | 0
MTY12AAL272 | Mitutoyo Replacement Battery for SJ210C | Code No: 12AAL272 | 0
MTY12AAM027 | Mitutoyo Overlay Chart No.11~22 | Code No: 12AAM027 | 0
MTY12AAM588 | Mitutoyo Overlay Chart No.12 | Code No:12AAM588,replace code 512067 | 0
MTY12AAM589 | Mitutoyo Overlay Chart No.13 | Code No: 12AAM589 | 0
MTY12AAM596 | Mitutoyo Overlay Chart | Code No: 12AAM596 (512075) | 0
MTY12BAA240 | Mitutoyo | Code No: 12BAA240 | 0
MTY12BAA688 | Mitutoyo Battery For SJ301 | Code No: 12BAA688 | 0
MTY12BAK728 | Mitutoyo AC Adaptor for SJ210 | Code No: 12BAK728 | 0
MTY130-149 | Mitutoyo Outside Micrometer | Code No:130-149,Range:300-325mmx0.01mm | 0
MTY131261 | Mitutoyo Carbide Contact Point | Code No: 131261 | 0
MTY131281 | Mitutoyo Point,Needle,Carbide,D0.018" | Code No: 131281 | 0
MTY131365 | Mitutoyo Point/Flat,2000 | Code No: 131365 | 1
MTY131559 | Mitutoyo BEZEL,505 | Code No: 131559 | 0
MTY133017 | Mitutoyo Stylus,Flat 5D,2000 | Code No: 133017 | 0
MTY133-143 | Mitutoyo Tubular Inside Micrometer | Code No: 133-143 Range: 50-75mm | 0
MTY133-144 | Mitutoyo Tubular Inside Micrometer | Code No: 133-144, Range:75-100mmx0.01mm | 0
MTY133-145 | Mitutoyo Tubular Inside Micrometer | Code No: 133-145, 100-125mmx0.01mm | 0
MTY133-146 | Mitutoyo Inside Micrometer | Code No: 133-146, 125-150mmx0.01mm | 0
MTY133-147 | Mitutoyo Tubular Inside Micrometer | Code No: 133-147, 150-175mmx0.01mm | 0
MTY133-148 | Mitutoyo Tubular Inside Micrometer | Code No: 133-148, 175-200mmx0.01mm | 0
MTY133-149 | Mitutoyo Tubular Inside Micrometer | Code No: 133-149, 200-225mmx0.01mm | 0
MTY133-150 | Mitutoyo Tubular Inside Micrometer | Code No: 133-150 (225-250mm) | 0
MTY133-151 | Mitutoyo Tubular Inside Micrometer | Code No: 133-151 (250-275mm) | 0
MTY133-152 | Mitutoyo Tubular Inside Micrometer | Code No: 133-152 (275-300mm) | 0
MTY133-153 | Mitutoyo Tubular Inside Micrometer | Code No: 133-153 (300-325mm) | 0
MTY133-154 | Mitutoyo Tubular Inside Micrometer | Code No: 133-154 (325-350mm) | 0
MTY133-155 | Mitutoyo Tubular Inside Micrometer | Code No: 133-155 (350-375mm) | 0
MTY133-156 | Mitutoyo Tubular Inside Micrometer | Code No: 133-156 (375-400mm) | 0
MTY133-157 | Mitutoyo Tubular Inside Micrometer | Code No: 133-157 (400-425mm) | 0
MTY133-158 | Mitutoyo Tubular Inside Micrometer | Code No: 133-158 (425-450mm) | 0
MTY133-159 | Mitutoyo Tubular Inside Micrometer | Code No: 133-159 (450-475mm) | 0
MTY133-160 | Mitutoyo Tubular Inside Micrometer | Code No: 133-160 (475-500mm) | 0
MTY133-161 | Mitutoyo Tubular Inside Micrometer | Code No:133-161 (500-525mm) | 0
MTY133-169 | Mitutoyo Tubular Inside Micrometer | Code No: 133-169,700-725mmx0.01mm | 0
MTY133-170 | Mitutoyo Tubular Inside Micrometer | Code No: 133-170,725-750mmx0.01mm | 0
MTY133-223 | Mitutoyo Tubular Inside Micrometer | Code No:MTY133-223 (Range 2"-3") | 0
MTY133-224 | Mitutoyo Tubular Inside Micrometer | Code No:MTY133-224 (Range 3"-4") | 0
MTY133-225 | Mitutoyo Tubular Inside Micrometer | Code No:MTY133-225(Range 4"-5") | 0
MTY133-226 | Mitutoyo Tubular Inside Micrometer | Code No:MTY133-226 (Range 5"-6") | 0
MTY133-227 | Mitutoyo Tubular Inside Micrometer | C/No:MTY133-227 (6"-7") C/W Fitted Case | 0
MTY133-228 | Mitutoyo Tubular Inside Micrometer | C/No:MTY133-228 (Range 7"-8") | 0
MTY133-229 | Mitutoyo Tubular Inside Micrometer | C/No:MTY133-229 (Range 8"-9") | 0
MTY133-230 | Mitutoyo Tubular Inside Micrometer | C/No:MTY133-230 (Range 9"-10") | 0
MTY133-231 | Mitutoyo Tubular Inside Micrometer | C/No:MTY133-231 (Range 10"-11") | 0
MTY133-232 | Mitutoyo Tubular Inside Micrometer | Code No:MTY133-232 (Range 11"-12") | 0
MTY133-901 | Mitutoyo Tubular Inside Micrometer | Code No: 133-901 Range:50-150mm(4mikes) | 0
MTY133-902 | Mitutoyo Tubular Inside Micrometer | Code No: 133-902 Range:50-300mm(10mikes) | 0
MTY133-904 | Mitutoyo Tubular Inside Micrometer | Code No:MTY133-904 (2"-12) 10mikes | 0
MTY134586 | Mitutoyo Clamp,Slider,530L | Code No: 134586 | 0
MTY136013 | Mitutoyo Dia 2mm Ball-point (Carbide) | Code No: 136013 (L;44.5mm) | 1
MTY136023 | Mitutoyo Back Screw | Code No: 136023 | 0
MTY136025 | Mitutoyo Back Adjustable,1000 | Code No: 136025 | 0
MTY136026 | MITUTOYO BACK ADJUSTABLE,2000 | Code No: 136026 | 0
MTY136104 | Mitutoyo Carbide Contact Point | Code No: 136104 | 0
MTY136235 | Mitutoyo 1D POINT,513 | Code No: 136235 | 0
MTY136236 | Mitutoyo 3mm(dia) ball-point (Carbide) | Code No: 136236 (L=44.5mm) | 0
MTY136420 | Mitutoyo LIMIT SEAL RED/10 SHEETS,2000 | Code No: 136420 | 0
MTY136567 | Mitutoyo Holding bar ø6mm L-81mm | Code No: 136567 | 0
MTY136568 | Mitutoyo ARM,1100 | Code No: 136568 | 0
MTY136756 | Mitutoyo 1mm Carbide Point,513 | Code No:136756,12.1mm | 0
MTY136758 | Mitutoyo Point D3,513 | Code No: 136758 | 0
MTY137-011 | Mitutoyo Tubular Inside Micrometer | Code No: 137-011, 50-63mmx0.01mm | 0
MTY137-012 | Mitutoyo Tubular Inside Micrometer | Code No:137-012,Range:2"-2.5" | 0
MTY137-013 | Micrometer head only with | Code No: 137-013,With Carbide Tipped | 0
MTY137-014 | Mitutoyo Extension Rod type,2"~2.5" | Code No: 137-014 | 0
MTY137-201 | MICROMETER IMZ-150 |  | 0
MTY137-202 | Mitutoyo Micrometer,50-300mmx0.01mm | Code No: 137-202,Head Stroke 13mm | 0
MTY137-203 | Mitutoyo Tubular Vernier Inside | Micrometer,Code No:137-203 50-500x0.01mm | 0
MTY137-204 | Mitutoyo Tubular Inside Micrometer | Code No: 137-204 ,50-1000mmx0.01mm | 0
MTY137-205 | Mitutoyo Inside Micrometer | Code No:137-205 Range: 50-1500mm | 1
MTY137-206 | Mitutoyo Micrometer IMZ-150W | Code No: 137-206 | 0
MTY137-207 | Tubular Inside Micrometer W carbide face | Code No: 137-207 Range: 50-300mm | 1
MTY137-208 | Mitutoyo Tubular Inside Micrometer | 50-500x0.01mm,w/Carbide measuring face | 0
MTY137-209 | Mitutoyo Tubular Inside Micrometer | Code No: 137-209 Range: 50-1000mm | 0
MTY137-210 | Mitutoyo MICROMETER IMZ-1500W | Code No: 137-210 | 0
MTY137-211 | Mitutoyo Tubular Inside Micrometer | Code No: 137-211, 2"-6"x0.001" | 0
MTY137-212 | Mitutoyo Tubular Inside Micrometer | Code No: 137-212 Range: 2"-12" | 0
MTY137-213 | Mitutoyo Tubular Inside Micrometer | Code No: 137-213 Range: 2"-20" | 0
MTY137-214 | Mitutoyo Tubular Inside Micrometer | Code No: 137-214 Range: 2"-40" | 0
MTY137-215 | Mitutoyo Tubular Vernier Inside | Micrometer,Extension Rod Type 137-215 | 0
MTY137-216 | Mitutoyo Tubular Inside Micrometer | CodeNo:137-216 2"-6" C/W carbide face | 0
MTY137-217 | Mitutoyo Tubular Inside Micrometer | CodeNo:137-217 2"-12" C/W carbide face | 0
MTY137-218 | Mitutoyo Tubular Inside Micrometers | Code No: 137-218 (Range:2”-20”) | 0
MTY137-219 | Mitutoyo Tubular Inside Micrometer | Code No: 137-219, 2"-40"X0.001" | 0
MTY137-220 | Mitutoyo Tubular Inside Micrometer | Code No: 137-220, 2"-60"x.001" | 0
MTY137255 | Mitutoyo Carbide Point/Flat D6.5,2000 | Code No: 137255 | 5
MTY137257 | Mitutoyo Metric Carbide Contact point | Code No: 137257 | 1
MTY137385 | Mitutoyo Spring,Spindle | Code No: 137385 | 0
MTY137393 | Mitutoyo Shell Type Point | Code No: 137393, L:15mm | 0
MTY137399 | Milwaukee Carbide Point/Flat D8,2000 | Code No: 137399 | 0
MTY137413 | Mitutoyo Needle Point | Code No: 137413 | 0
MTY137557 | Mitutoyo Ø2mm Ball Point (CARBIDE) | Code No: 137557, (L:22.3mm) | 0
MTY137558 | Mitutoyo POINT D1,513 | Code No: 137558 | 1
MTY137559 | Mitutoyo ?3MM BALL POINT (CARBIDE) | Code No: 137559 | 0
MTY137693 | mitutoyo spindle lifting know | Code No: 137693 LIFTING LEVER,543M | 0
MTY137746 | Mitutoyo Carbide Ball Point | Code No:137746 L:36.8mm | 0
MTY137747 | Mitutoyo Point D3,513 | Code No: 137747 | 0
MTY139-002 | Mitutoyo Tubular Inside Micrometer | Code No; 139-002,4"-5"x0.001" | 0
MTY139-149 | Mitutoyo Outside Micrometer | Code No:139-149,Range:300-325mmx0.01mm | 0
MTY139167 | Mitutoyo Extension Rod,.5",7237 | Code No: 139167 | 0
MTY139-173 | Mitutoyo Extension Pipe Type | Code No: 139-173, 100-500mmx0.01mm | 0
MTY139-174 | Mitutoyo Tubular Inside Micrometer | Extension Pipe Type,100-900mmx0.01mm | 0
MTY139-176 | Mitutoyo Tubular Inside Micrometer | Code No: 139-176, 100-1700mmx0.01mm | 0
MTY139-177 | Mitutoyo Inside Micrometer | C0de No: 139-177,100-2100mmx0.01mm | 0
MTY139-179 | Mitutoyo Tubular Inside Micrometer | Code No: 139-179 Range:4"-36" | 0
MTY140-152 | Mitutoyo Outside Micrometer | Code No: 104-152,12"-16"x0.001" | 0
MTY140-164 | Mitutoyo Tubular Inside Micrometer | Code No: 140-164, 40"-200"x0.001" | 0
MTY141-233 | Mitutoyo 0.5" ID Micrometer Rod | Code No: 141-233 | 0
MTY141771 | Mitutoyo Roller,505 | Code No: 141771 | 0
MTY14-201 | Mitutoyo Can Seam Micrometers,0.5x0.001" | Code No: 147-201,for spray cans | 0
MTY142-153 | MICROMETER CPM15-25K |  | 0
MTY142-193 | Mitutoyo Inside Micrometer 0.2"-1.2" |  | 0
MTY142-201 | MICROMETER CPM30-25K |  | 0
MTY142-402 | Mitutoyo Crimp Height Micrometers | Code No: 142-402,0-25mmx0.01mm | 0
MTY142-403 | Mitutoyo Crimp Height Micrometers | Code No: 142-403,0-25mmx0.001mm | 0
MTY145-185 | Mitutoyo Inside Micrometer 5-30mm | Code No: 145-185 | 1
MTY145-186 | Mitutoyo Inside Micrometer 25-50mm | Code No: 145-186 | 1
MTY145-187 | Mitutoyo Inside Micrometer 50-75mm | Code No: 145-187 | 0
MTY145-188 | Mitutoyo Inside Micrometer 75-100mm | Code No: 145-188 (Ex-stock) | 0
MTY145-190 | Mitutoyo Inside Micrometer | Code No:145-190 Range:125-150mmx0.01mm | 0
MTY145-193 | Mitutoyo Inside Micrometer | Code No: 145-193,0.2"-1.2” x 0.00" | 0
MTY145-194 | Mitutoyo Inside Micrometer | Code No: 145-194, 1"-2.0"x0.001" | 0
MTY146-121 | MITUTOYO GROOVE MICROMETER, DIA 6.35MM | Code No: 146-121 | 0
MTY146-122 | Mitutoyo MICROMETER GVM-25R | Code No: 146-122 | 0
MTY146-131 | Mitutoyo Groove Micrometer (0-1") | Code No:MTY146-131 | 0
MTY146-133 | Mitutoyo Groove Micrometer (1"-2") | Code No:MTY146-133 | 0
MTY146-221 | Mitutoyo Groove Micrometer | Code No: 146-221,0-25x0.01mm | 0
MTY146-233 | Mitutoyo Groove Micrometer1"-2"(Outside) | Code No:146-233 1.05-2.05(Inside) | 0
MTY147-103 | Mitutoyo Steel Can Micrometers | Code No: 147-103, 0-13mmx0.01mm | 1
MTY147-105 | Mitutoyo Aluminum Cans Micrometers | Code No: 147-105, 13mmx0.01mm | 0
MTY147-106 | Mitutoyo Aluminum Cans Micrometers | Code No: 147-106,0-0.5"x0.001" | 0
MTY147-201 | Mitutoyo Can Seam Micrometers | 147-201,for spray cans 0-0.5"x0.001" | 0
MTY147-202 | Mitutoyo Spray Cans Micrometer | Code No: 147-202, 13mmx0.01mm | 0
MTY147-301 | Mitutoyo Hub Micrometer | Code No; 147-301, 0-25mmx0.01mm | 0
MTY147-401 | Mitutoyo Wire Micrometer | Code No:177-401,Range:0-10mmx0.01mm | 0
MTY148-103 | Mitutoyo Micrometer Heads | Code No: 148-103 | 0
MTY148-104 | Mitutoyo Micrometer Head | Code No: 148-104,13mmx0.01mm | 0
MTY148-121 | Mitutoyo MICROMETER HEAD MHS1-13L | Code No: 148-121 | 0
MTY148-133 | Mitutoyo Micrometer Head | Code No: 148-133 | 0
MTY148-142 | Mitutoyo Micrometer Head | Code No: 148-142,0-6.5mmx0.002mm | 0
MTY148-201 | Mitutoyo MICROMETER HEAD MHT1-6.5 | Code No: 148-201 | 0
MTY148-203 | Mitutoyo Ultra Small Type Micrometer | Head, 0-6.5mm Code No: 148-203 | 0
MTY148-207 | MICROMETER HEAD MHT4-6.5 |  | 0
MTY148-215 | Mitutoyo Ulitra Small Type Micrometer | Head Code No: 148-215, 0-5mm | 0
MTY148-245 | Mitutoyo Micrometer Head | Code No: 148-245,0-5mmx0.004mm | 0
MTY148-302 | Mircometer Head, MHC2-6.5C | Code No: 148-302 | 0
MTY148-304 | Mitutoyo MICROMETER HEAD 6.5M | Code No: 148-304 | 0
MTY148-801 | Mitutoyo Micrometer Head | Code No: 148-801 | 0
MTY148-804 | Mitutoyo MICROMETER HEAD MHS4-13L | Code No: 148-804 | 0
MTY148-852 | Mitutoyo Micrometer Head | Code No: 148-852 | 0
MTY149-131 | MICROMETER HEAD MHM2-15 |  | 0
MTY149-184 | Mitutoyo MICROMETER HEAD MHM2-15L | Code No: 149-184 | 0
MTY149-801 | Mitutoyo Micrometer Head | Code No: 149-801 | 0
MTY149-821 | Mitutoyo Micrometer Head MHM5-15 | Code No: 149-821 | 0
MTY149-822 | Mitutoyo MICROMETER HEAD MHM6-15 | Code No:149-822 | 0
MTY150-192 | Mitutoyo Micrometer Head,25mm | Code No: 150-192 | 0
MTY150-195 | Mitutoyo Micrometer Head | Code No: 150-195 | 0
MTY150-210 | Mitutoyo MICROMETER HEAD MHN2-25L | Code no: 150-210 | 0
MTY1506S | Mitutoyo | Code No: 1506S | 0
MTY151-223 | Mitutoyo Micrometer Head | Code No: 151-223 | 0
MTY151-255 | Mitutoyo Micrometer Head | Code No: 151-255, 0-50mm | 0
MTY151-256 | Mitutoyo Micrometer Head,0-50mm (Plain) | Code No: 151-256 (Flat,carbide tip) | 0
MTY153-203 | Mitutoyo Micrometer Head MHK-25 | Code No: 153-203 | 0
MTY154-901 | Mitutoyo Small Hole Gage Set (in) | Code No: 154-901 (.125"-.5") | 0
MTY154-902 | SGST/3-13 (4 PCS/SET) |  | 0
MTY155-121 | Mitutoyo Telescoping Gage Set | Code No:MTY155-121 (Range .313"-.5") | 0
MTY155-122 | Mitutoyo Telescoping Gage Set | Code No:MTY155-122 (Range .5"-.75") | 0
MTY155-123 | Mitutoyo Telescoping Gage Set | Code No:MTY155-123 (Range .75"-1.25") | 0
MTY155-124 | Mitutoyo Telescoping Gage Set | Code No: 155-124 (Range 1.25"-2.125") | 0
MTY155-125 | Mitutoyo Telescoping Gage Set | Code No: 155-125 (Range 2.125"-3.5") | 0
MTY155-126 | Mitutoyo Telescoping Gage Set | Code No: 155-126 (Range 3.5"-6") | 0
MTY155-127 | Mitutoyo Telescoping Gage | Code No: 155-127, 8-12.7mm | 0
MTY155-128 | Mitutoyo Telescoping Gage | Code No: 155-128, 12.7-19mm | 0
MTY155-129 | Mitutoyo Telescoping Gage | Code No: 155-129, 19-32mm | 1
MTY155-130 | Mitutoyo Telescoping Gage | Code No: 155-130, 32-54mm | 0
MTY155-131 | Mitutoyo Telescoping Gage | Code No: 155-131, 54-90mm | 0
MTY155-132 | Mitutoyo Telescoping Gage | Code No: 155-132, 90-150mm | 0
MTY155-901 | Mitutoyo Telescoping Gage Set,Inch | Code No: 155-901, .313"-6" | 0
MTY155-903 | Mitutoyo Telescoping Gage Set | Code No: 155-903, 5/16" to 6", 6 pcs | 0
MTY155-905 | Mitutoyo Telescoping Gage Set | Code No:155-905 (8mm~150mm,6 Piece) | 0
MTY156-101 | Mitutoyo Micrometer stand up to 100mm | Model: 156-101 | 0
MTY156-101-10 | Mitutoyo Micrometer Stand | Codel: 156-101-10 | 3
MTY156-102 | MITUTOYO MICROMETER STAND | Code No: 156-102 | 0
MTY156-103 | Mitutoyo Magnetic Stand | Code No:156-103,300-1000mm/12"-40" | 0
MTY156-105-10 | Mitutoyo Micrometer Stand | Code No: 156-105-10 | 1
MTY157-109 | Mitutoyo Optical Parallels | Code No: 157-109, OP1"-1 (.5000") | 0
MTY157-110 | Mitutoyo Optical Parallels | Code No: 157-110, OP1"-2 (.5062") | 0
MTY157-111 | Mitutoyo Optical Parallels | Code No: 157-111, OP1"-3 (.5125") | 0
MTY157-112 | Mitutoyo Optical Parallels | Code No: 157-112, OP1"-4 (.5187") | 0
MTY157-901 | Mitutoyo Optical Parallels | Code No: 157-901,0-1",ø30mm | 0
MTY157-902 | Mitutoyo Optical Parallels | Code No: 157-902,1-2",ø30mm | 0
MTY157-903 | Mitutoyo Optical Parallels | Code No: 157-903,0-25mm,ø30mm | 0
MTY157-904 | Mitutoyo Optical Parallels | Code No: 157-904,25-50mm,ø30mm | 0
MTY158-117 | Mitutoyo Optical Flats | Code No: 158-117,12mm,ø45mm(0.2µm) | 0
MTY158-118 | Mitutoyo Optical Flats | Code No: 158-118,12mm,ø45mm (0.1µm) | 0
MTY158-119 | Mitutoyo Optical Flats | Code No: 158-119,15mm,ø60mm(0.2µm) | 0
MTY158-120 | Mitutoyo Optical Flats | Code No: 158-120,15mm,ø60mm(0.1µm) | 0
MTY158-122 | Mitutoyo Optical Flats | Code No: 158-122,0.5",ø1.8"(0.000004") | 0
MTY158-124 | Mitutoyo Optical Flats | Code No: 158-124,0.6",ø2.4"(0.000004") | 0
MTY160-101 | Mitutoyo Vernier Caliper,0(20)600x0.02mm | With inside measurement vernier scale | 0
MTY160-102 | Mitutoyo Vernier Caliper 0-24"-0(.5") | Code No: 160-102 | 0
MTY160-103 | Mitutoyo Vernier Caliper | Code No:160-103,24"x.001"/600mmx0.02mm | 0
MTY160-104 | Mitutoyo Vernier Caliper,0(20)1000mm | With inside measurement vernier scale | 0
MTY160-105 | Mitutoyo Vernier Caliper 40" | Code No: 160-105 | 0
MTY160-106 | Mitutoyo Vernier Caliper | Code No:160-106,1000mmx0.02mm/40"x0.001" | 0
MTY160-110 | Mitutoyo Vernier Caliper | Code No: 160-110,0(20)-1500mmx0.02mm | 0
MTY160110 | Mitutoyo Vernier Caliper 1500x0.02mm | ITEM No: 160-110 | 0
MTY160-111 | Mitutoyo Vernier Caliper,Inch | Code No: 160-111,0(1")-60"x0.001" | 0
MTY160-112 | Mitutoyo Vernier Caliper | Code No:160-112,60"x0.001"/1500mmx0.02mm | 0
MTY160-113 | Mitutoyo Vernier Caliper | Code No: 160-113, 0(20)-2000mmx0.02mm | 0
MTY160-114 | Mitutoyo Vernier Caliper | Code No: 160-114,0(1")-80" | 0
MTY160-115 | Mitutoyo Vernier Caliper with Nib Style | Jaws & Fine Adjustment,80"/2000mm | 0
MTY160-119 | Mitutoyo Vernier Caliper,Code No:160-119 | 0(0.5")18"x0.001"/0(20)-450mmx0.02mm | 0
MTY160-127 | Mitutoyo Vernier Caliper C/W Nib Style | Code No: 160-127 Range:0(10)-300mm | 0
MTY160-128 | Mitutoyo Vernier Caliper (mm) | Code No: 160-128,0(20)-450mmx0.02mm | 0
MTY160-130 | Mitutoyo Digimatic & Vernier Caliper | Code No: 160-130 Range:0(20)-450mm | 1
MTY160-131 | Mitutoyo Vernier Caliper | Code No: 160-131,0(20)-600mmx0.05mm | 0
MTY160-132 | Mitutoyo Vernier Caliper | Code No: 160-132,0(20)1000mmx0.05mm | 1
MTY160-133 | Mitutoyo Vernier Caliper,0(20)-1500mm | with Nib Style Jaws & Fine Adjustable | 0
MTY160-134 | Mitutoyo Vernier Caliper | Code No:160-134,0(20)2000mmx0.05mm | 0
MTY160-150 | Mitutoyo Venier Caliper | Code No: 160-150 Range: 0(10)-300mm | 0
MTY160-151 | Mitutoyo Vernier Caliper mm/in | Code No:160-151 0(20)-450mm | 0
MTY160-153 | Mitutoyo Vernier Caliper(Nib Style Jaw) | Code:160-153 (0(20)-600mm/0.02mm) | 0
MTY160-155 | Mitutoyo Vernier Caliper | Range 0-1000mm/0 - 40"x0,02 mm/0.001" | 0
MTY160-157 | Mitutoyo Vernier Caliper,60"x0.001" | Code No: 160-157,0(20)-1500mmx0.02mm | 0
MTY160-159 | Mitutoyo Vernier Caliper(inch/mm) | Code No:160-159,0(1")x80"/0(20)2000mm | 0
MTY164-161 | Mitutoyo MICROMETER HEAD | Code No: 164-161 | 0
MTY164-162 | Mitutoyo Digimatic Micrometer | Model: 164-162(0 - 2" X .00005"/0.001mm) | 0
MTY164-163 | Mitutoyo Digimatic Micrometer Heads | Code: 164-163 (50mm/0.001mm) | 0
MTY164-164 | Mitutoyo Digimatic Micrometer Head | Code No: 164-164 , 50x0.001mm | 0
MTY167-101 | Mitutoyo MB-25 | Code No: 167-101 | 0
MTY167-102 | Mitutoyo Setting Standard For OD Mic | Code No: 167-102 Length: 50mm | 0
MTY167-103 | Mitutoyo MB-75 | Code No: 167-103 | 0
MTY167-104 | Mitutoyo Setting Standard For OD Mic | Code No: 167-104 Lenght: 100mm | 0
MTY167-106 | Mitutoyo Setting Standard For OD Mic | Code No: 167-106 Lenght: 150mm | 0
MTY167-108 | Mitutoyo Setting Standard For OD Mic | Code No:167-108,Lenght:200mm | 0
MTY167-112 | Mitutoyo Setting Standard For OD Mic | Code No:167-112,Lenght:300mm | 0
MTY167-116 | Mitutoyo Setting Standard For OD Mic | Code No:167-116,Lenght:400mm | 0
MTY167-117 | Mitutoyo Micrometer Std 425mm | Code No; 167-117 | 0
MTY167-118 | Mitutoyo Setting Standard For OD Mic | Code No:167-118,Lenght:450mm | 0
MTY167-120 | Mitutoyo Setting Standards | Code No:167-120,Size:500mm | 0
MTY167-124 | Mitutoyo Setting Standard For OD Mic | Code No:167-124,Lenght:600mm | 0
MTY167-132 | Mitutoyo Setting Standards | Code No:167-132,Size:800mm | 0
MTY167-141 | Mitutoyo Setting Standards For Micrometr | Code No:167-141,Range:1" | 0
MTY167-143 | Mitutoyo Setting Standard for Outside | Micrometer,3"(Length),Dia:0.25" | 0
MTY167-144 | Mitutoyo Setting Standard for Outside | Micrometer,4"(Length),Dia:0.31" | 0
MTY167-145 | Mitutoyo Setting Standard for Outside | Micrometer,5"(Length),Dia:0.31" | 0
MTY167-146 | Mitutoyo Setting Standard for Outside | Micrometer,6" (Length),Dia:0.31" | 0
MTY167-180 | Mitutoyo Setting Ring | Code No:167-180,Lenght:40" | 0
MTY1671S | Mitutoyo Dial Indicator | Code No:1671S,0.1"(0.4")X0.0005" | 0
MTY167-261 | MITUTOYO SETTING STANDARD FOR SCREW | THRM | 0
MTY167-327 | Mitutoyo Setting Standard V-Anvil Mic | Code No: 167-327 Length: 5mm | 0
MTY167-328 | Mitutoyo Setting Standard V-Anvil Mic | Code No: 167-328 Length: 10mm | 0
MTY169-101 | Mitutoyo Paper Thickness Micrometer | Code No: 169-101, 0-25mmx0.01mm | 0
MTY169-201 | Mitutoyo MICROMETER PDM-25 | Code No: 169-201 | 0
MTY172-012 | Mitutoyo 20X Lens for PH-A14 | Model: 172-012 | 0
MTY172-116 | Mitutoyo Standard Scale 50mm | Code No: 172-116 | 0
MTY172-118 | Mitutoyo,Japan Reading Scale 200X0.5mm | Model: 172-118 | 0
MTY172-144 | Mitutoyo Rotary Vise | Item No: 172-144 | 0
MTY172-203 | Mitutoyo 20X PROJECTION LENS | Code No: 172-203 | 0
MTY172-204 | Mitutoyo | Item No: 172-204 | 0
MTY172-229 | Mitutoyo Oblique Reflecting Mirror 10X | D.Cat-Ordinary,access,Other 172-229 | 0
MTY172-230 | Mitutoyo Oblique Reflecting Mirror 20X | D.Cat-Ordinary,access,Other 172-230 | 0
MTY172-269 | Mitutoyo Machine Stand For PJ Series | Code No: 172-269 | 0
MTY172-372 | Mitutoyo 50x Projection Lens Set | Code No: 172-372 | 0
MTY172-378 | Mitutoyo V-Block with Calmp | Code No: 172-378 | 0
MTY172-385 | Mitutoyo 20x Projection Lens Set | Code No: 172-385 | 0
MTY172-403 | Mitutoyo 20X Projector Lens | Code No: 172-403 | 0
MTY172-404 | Mitutoyo 50X Projector Lens | Code No: 172-404 | 0
MTY172-849E | Mitutoyo | Item No: 172-849E | 0
MTY172-868E | Mitutoyo Profile Projector | Model: PH-3515F Code No: 172-868E | 0
MTY174-173 | Mitutoyo KA Counter | Code No: 174-173 | 0
MTY176-116 | Mitutoyo 15X Eyepiece | Code No: 176-116 | 0
MTY176-117 | Mitutoyo 20X Eyepiece | Code No: 176-117 | 0
MTY176-665-10 | Mitutoyo Measuring Microscope MF Series | Code No: 176-665-10, MF-A3017C | 0
MTY176-666-10 | Mitutoyo Measuring Microscope MF Series | Code No: 176-666-10, MF-A4020C | 0
MTY176-812E | Mitutoyo TM-510Toolmaker Microscope | Without Dgt Head Code No:176-812E | 0
MTY177-125 | Mitutoyo Steel Setting Ring | Code No:177-125 Size:8mm | 0
MTY177-126 | Mitutoyo Setting Ring, (Steel) | Code No: 177-126, Size: 10mm ø32mm | 0
MTY177-132 | Mitutoyo Setting Ring 14mm | Code No: 177-132 | 0
MTY177-133 | Mitutoyo Steel Setting Ring | Code No: 177-133, 17mm Nominal øD | 0
MTY177-139 | Mitutoyo Steel Setting Rings,25mm | Code No: 177-139 | 0
MTY177-140 | Mitutoyo Steel Setting Rings | Code No: 177-140, 35mm ø71mm | 0
MTY177-146 | Mitutoyo Steel Setting Rings,50mm | Code No: 177-146 | 0
MTY177-147 | Mitutoyo Steel Setting Rings,70mm | Code No: 177-147 | 0
MTY177-148 | Mitutoyo Steel Setting Rings,90mm | Code No: 177-148 | 0
MTY177-177 | Mitutoyo Steel Setting Rings,16mm | Code No: 177-177 | 0
MTY177-178 | Mitutoyo Steel Setting Rings,45mm | Code No: 177-178 | 0
MTY177-182 | Mitutoyo Setting Ring, 0.65" øD45mm | Code No: 177-182 | 0
MTY177-184 | Mitutoyo Setting Ring, 1" øD53mm | Code No: 177-184 | 0
MTY177-186 | Mitutoyo Setting Ring | Code No: 177-186 Size: 1.8" | 0
MTY177-187 | Mitutoyo Setting Ring, 2" øD85mm | Code No: 177-187 | 0
MTY177-204 | Mitutoyo Steel Setting Ring | Code No: 177-204, 4mm | 0
MTY177-205 | Mitutoyo Steel Setting Ring | Code No: 177-205, 5mm, øD25mm | 0
MTY177-257 | Mitutoyo Steel Setting Ring | Code No: 177-257, 4.5mm | 0
MTY177-267 | Mitutoyo Steel Setting Ring, 6mm | Code No: 177-267 | 0
MTY177-284 | Mitutoyo Setting Ring,Size;12mm | Code No: 177-284 | 1
MTY177-286 | Mitutoyo Steel Setting Rings,20mm | Code No: 177-286 | 0
MTY177-288 | Mitutoyo Steel Setting Rings,30mm | Code No: 177-288 | 0
MTY177-290 | Mitutoyo Steel Setting Rings,40mm | Code No: 177-290 | 0
MTY177-292 | Mitutoyo Steel Setting Rings,60mm | Code No: 177-292 | 0
MTY177-294 | Mitutoyo Steel Setting Rings,80mm | Code No: 177-294 | 0
MTY177-296 | Mitutoyo Steel Setting Rings,100mm | Code No: 177-296 | 0
MTY177-297 | Mitutoyo Setting Ring, 4" øD160mm | Code No: 177-297 | 0
MTY177-298 | Mitutoyo Steel Setting Ring | Code No: 177-298 Size: 125mm | 0
MTY177-299 | Mitutoyo Setting Ring, 5" øD210mm | Code No: 177-299 | 0
MTY177-300 | Mitutoyo Steel Setting Ring | Code No: 177-300 Size: 150mm | 0
MTY177-301 | Mitutoyo Setting Ring, 6" øD235mm | Code No: 177-301 | 0
MTY177-302 | Mitutoyo Bore Gage Setting Ring | Code No: 177-302 Range:175mm | 0
MTY177-303 | Mitutoyo Setting Ring, 7" øD260mm | Code No: 177-303 | 0
MTY177-304 | Mitutoyo Steel Setting Ring | Code No: 177-304 Size: 200mm | 0
MTY177-305 | Mitutoyo Setting Ring, 8" øD311mm | Code No: 177-305 | 0
MTY177-308 | Mitutoyo Steel Setting Ring | Code No: 177-308, 250mm | 0
MTY177-312 | Mitutoyo Steel Setting Ring | Code No: 177-312, 300mm | 0
MTY177-314 | Mitutoyo Steel Setting Ring | Code No: 177-314 Size:62mm | 0
MTY177-315 | Mitutoyo Setting Ring 2.5"øD | Code No: 177-315 | 0
MTY177-316 | Mitutoyo Steel Setting Ring | Code No: 177-316, 75mm | 0
MTY177-317 | Mitutoyo Setting Ring, 3" øD125mm | Code No: 177-317 | 0
MTY177-318 | Mitutoyo Steel Setting Ring | Code No: 177-318, 87mm, øD140mm | 0
MTY177-429 | Mitutoyo Ceramic Setting Ring,20mm | Code No:177-429 | 0
MTY177-431 | Mitutoyo Ceramic Setting Ring,30mm | Code No:177-431 | 0
MTY177-432 | Mitutoyo Cera Setting Ring | Code No: 177-432, 35mm ø71mm | 0
MTY178-043-1 | Mitutoyo XY Leveling Table (MM) | Code No: 178-043-1 | 0
MTY178-230-2 | Mitutoyo Drive unit for SJ201/301 | Code No: 178-230-2 | 0
MTY178-385 | Mitutoyo Deep Groove Detector(Low Meas) | Code No: 178-385 | 0
MTY178-390 | Mitutoyo Detector for SJ-201-210 | Code No: 178-390 | 0
MTY178-391 | Mitutoyo Detector For Soft Material | Code no: 178-391 | 0
MTY178-393 | Mitutoyo Detector for SJ-201-210 | Code No: 178-393 | 0
MTY178-394 | Mitutoyo Deep Droove Detector | Code No: 178-394 | 0
MTY178-582-01E | Mitutoyo Surface Roughness Tester | Code No: 178-582-01E (SJ-412 0.75MN MM) | 0
MTY178-583-01E | Portable surface roughness tester | Brand: Mitutoyo SJ-412/0.75MN Inch | 0
MTY180-102B | pls quote 180-102U (1pc ex-stock) |  | 0
MTY180-102U | SH1-12" |  | 0
MTY180-202B | Mitutoyo Center Head (Individual) | pls quote 180-202U (1pc ex-stock) | 0
MTY180-202U | CH1-12" |  | 0
MTY180-301B | Mitutoyo Protractor Head 12" Rule | Code No: 180-301B | 0
MTY180-301U | Mitutoyo Heads (Individual) | Protractor head Code No: 180-301U | 0
MTY180-503B | pls quote 180-503U (3pcs ex-stock) |  | 0
MTY180-503U | MITUTOYO BLADE FOR COMBINATION SET | Code No: 180-503U | 0
MTY180-505B | Mitutoyo Replacement Blade: 300mm | Code No: 180-505B | 0
MTY180-807U | CMST2-12C (NON HARD) |  | 0
MTY180-905B | Mitutoyo Hardened Combination Square Set | Code No: 180-905B, 12" | 0
MTY180-905U | Mitutoyo 4 Piece Combination Square Set | Code No: 180-905U Length: 12" | 0
MTY180-906B | Mitutoyo Hardened Combination Square Set | Code No: 180-906B, 12" | 0
MTY180-907B | Hardened Combination SquareSet 12"/300mm | pls quote 180-907U or 180-807U | 0
MTY180-907U | Mitutoyo Combination Square,12"/300mm | Code No: 180-907U,1/32",1/64",1mm,0.5mm | 1
MTY180-910B | Hardened Combination Square Set: 300mm | Code No: 180-910B,(Graduation 1mm,0.5mm) | 0
MTY180-910U | Mitutoyo Combination Square Set,mm | 180-910U,300mm(Graduation :1mm,0.5mm) | 0
MTY181-901-10 | Mitutoyo V-BLOCK W/CLAMP VBST-1"B | Code No: 181-901-10 | 0
MTY181-902-10 | V BLOCK WITH CLAMP 25MM |  | 0
MTY181-903-10 | Mitutoyo VBST-50B | Code No:181-903-10 | 0
MTY181-947 | Mitutoyo V-Block Set | Code No: 181-947 Range:50mm | 0
MTY182-105 | Mitutoyo Steel Ruler, Wide Rigid Ruler | Code No: 182-105,6"/150mm | 0
MTY182-111 | Mitutoyo Steel Ruler(150mm) | Code No: 182-111 | 0
MTY182-121 | Mitutoyo Steel rules 3pcs | Code No:MTY182-121 (Range:12") | 0
MTY182-125 | Mitutoyo Steel Rules | Code No: 182-125 Range:12"/300mm | 0
MTY182-126 | Mitutoyo Steel Ruler 300x12" | Code No: MTY182-126 | 0
MTY182-131 | Mitutoyo Mitutoyo Steel Ruler (300mm) | Code No: 182-131 | 1
MTY182-145 | Mitutoyo Wide Ridig Steel Ruler | Code No: 182-145, 18"/450mm | 0
MTY182-151 | Mitutoyo Steel Ruler 450mm | Code No: 182-151 | 0
MTY182-163 | Mitutoyo | Code No: 182-163 | 0
MTY182-165 | Mitutoyo Steel Rule, 24"/600mm | ( 1/32, 1/64", 1mm, 0.5mm), 182-165 | 0
MTY182-171 | Mitutoyo Steel Rules,600mm | Code No: 182-171, Wide Rigid Rules) | 0
MTY182-205 | Mitutoyo Fully-Flexible Steel Ruler | Code No: 182-205,6"/150mm | 0
MTY182-207 | Mitutoyo Fully-Flexble Steel Ruler,in/mm | Code No: 182-207 6"/150mm | 0
MTY182-211 | Mitutoyo Steel Ruler,150mm | Code No: 182-211 ((Fully-Flexible Rules) | 0
MTY182-221 | Mitutoyo Steel Ruler | Code No:182-221,Size:12" | 0
MTY182-225 | Mitutoyo Fully-Flexible Steel Ruler | Code No: 182-225, 12"/300mm | 0
MTY182-241 | Mitutoyo Steel Rule | Code No:182-241,Size:18" | 0
MTY182-245 | Mitutoyo Fully-Flexible Steel Ruler | Code No: 182-245, 18"/450mm | 0
MTY182-251 | Mitutoyo STEEL RULE 450 | Code No: 182-251 | 0
MTY182-261 | Mitutoyo Steel Rule | Code No:182-261,Size:24" | 0
MTY182-265 | Mitutoyo Fully-Flexible Steel Ruler | Code No: 182-265, 24"/600mm | 0
MTY182-302 | Mitutoyo Semi-Flexible Steel Rules | Code No: 182-302 (6"/150mm) | 0
MTY182-303 | Mitutoyo Semi-Flexible Steel Rules | Code No: 182-303, 8"/200mm | 0
MTY182-305 | Mitutoyo Semi-Flexible Steel Rules | Code No: 182-305 (12"/300mm) | 0
MTY182-307 | Mitutoyo Semi-Flexible Steel Rules | Code No: 182-307 (20"/500mm) | 0
MTY182-309 | Mitutoyo Semi-Flexible Steel Rules | Code No: 182-309, 40"/1000mm | 0
MTY182-501-50 | Mitutoyo Standard Scale | Code No: 182-501-50,250mmx1mm | 0
MTY182-501-60 | Mitutoyo Standard Scales | Code No:182-501-60,250mm(280x20x10mm) | 0
MTY182-512-10 | Mitutoyo Working Standard Scales, | Code No: 182-512-10,100mmx0.1mm,L-125mm | 0
MTY182-513-10 | Mitutoyo Working Standard Scales | Code No:182-513-10,150mm,L:175mm | 0
MTY182-514-10 | Mitutoyo Working Standard Scale | Code No: 182-514-10,200mmx0.1mm | 0
MTY182-524-10 | Mitutoyo Standard glass scale | Code No: 182-524-10 Range:400mm X0.5mm | 0
MTY182-525-10 | Mitutoyo Working Standard Scale | Code No: 182-525-10,500mmx0.5mm | 0
MTY182-533-10 | Mitutoyo Working Standard Scale | Code No: 182-533-10,750mmx1mm | 0
MTY183-101 | 8X MAGNIFIER,POCKET COMPARATOR |  | 1
MTY183-102 | Reticle #1 for pocket comparator | Code No: 183-102 | 0
MTY183-108 | RETICLE (#7),POCKET COMPARATOR |  | 0
MTY183-109 | Mitutoyo Optional Reticles for Pockect | Comparators Code No: 183-109 | 1
MTY183-131 | Mitutoyo Pocket Comparator,10X | Code No: 183-131 | 1
MTY183-201 | Mitutoyo Pocket microscope,25X | Code No:183-201 | 0
MTY183-202 | Mitutoyo 25X Pocket Magnifiers | Code No:183-202 | 0
MTY183-203 | Mitutoyo 50X Pocket Magnifiers | Code No:183-203 | 0
MTY183-302 | Mitutoyo Peak Loupe 10X | Code No: 183-302 | 0
MTY184-301S | Mitutoyo Thickness Gage,13leaves | 0.05-0.3mm by 0.05mm,0.4-1mm by 0.1mm | 0
MTY184-302S | Mitutoyo Thickness Gage,13Pcs,Long Leaf | Code No:184-302S,0.03~0.5mm | 2
MTY184-303S | Mitutoyo Thickness Gages,28Leaves | Code No: 184-303S (0.05-1mm) | 4
MTY184-304S | Mitutoyo Thickness Gage/Feeler Gage | 184-304S 0.05mm~1mm,20Leaves,150mm Longs | 5
MTY184-305S | Mitutoyo Thickness Gage/Feeler Gauge | 184-305S 0.05-1mm,13 leaves | 2
MTY184-306S | Mitutoyo Thickness Gage/Feeler | Code No:184-306S 0.05mm-0.8m,10leaves | 0
MTY184-307S | Mitutoyo Thickness Gage (Short Leaves) | Code No:184-307S,13Leaves | 1
MTY184-308S | Mitutoyo Thickness Gages | Code No: 184-308S (Long Leaf)10 Leaves | 0
MTY184-313S | Mitutoyo Filler Gauge (28leaves) | Codel: 184-313S | 1
MTY186-101 | Mitutoyo Radius Gage,15Leaves | Code No: 186-101,1/32"-1/4" by 64ths | 2
MTY186-102 | Mitutoyo Radius Gages, 16leaves | Code No: 186-102,17/64"-1/2"by 64ths | 0
MTY186-103 | Mitutoyo Radius Gages | Code no: 186-103 | 0
MTY186-104 | Mitutoyo Raidus Gages,16leaves | Code No: 186-104,9/32"-33/64"by 64ths | 0
MTY186-105 | Mitutoyo Radius Gage,1-7mm,34 leaves | 1-3mm by 0.25mm 3.5-7mm by 0.5mm | 0
MTY186-106 | Mitutoyo Radius Gauge | Code No:186-106 (7.5-15mm ( 32 Leaves) | 0
MTY186-107 | Mitutoyo Radius Gage,15.5~25mm,30leaves | 15.5-20mm by 0.5mm,21-25mm by 1mm | 0
MTY186-110 | Mitutoyo Radius Gauge | Code No: 186-110,0.4-6mm,18 leaves | 1
MTY186-901 | Mitutoyo Radius Gage Set,25 Leave | 1/64"-17/64" by 64ths,9/32"-1/2"by 32nds | 0
MTY186-902 | Mitutoyo Radius Gages,0.5-13mm,26Leaves | Code No: 186-902,0.5-13mm by 0.5mm | 0
MTY186-906 | Mitutoyo Digital Universal Protractor | Code No: 186-906 | 0
MTY187-201 | Mitutoyo BEVEL PROTRACTOR | Code No: 187-201 | 0
MTY187-501 | Mitutoyo Digital Universal Protractor | Code No: 187-501 (150mm) | 0
MTY187-502 | Mitutoyo Digital Universal Protractor | Code No: 187-502 (300mm) | 0
MTY187-551 | Mitutoyo Digital Universal Protractor | Code No:187-551,Range:6"x1" | 0
MTY187-901 | Mitutoyo Universal Bevel Protractor | Code: 187-901Blade Length :150mm/300mm | 0
MTY187-902 | Mitutoyo Universal Bevel Protractor | Code No: 187-902,6",12" | 0
MTY187-904 | Mitutoyo Dgt Universal Protractor | Code No:MTY187-904 (Range:6") | 0
MTY187-906 | Mitutoyo Dgt Universal Protractor | Code No:MTY187-906 (Range:12") | 0
MTY187-907 | PROTRACTOR SET/B150 |  | 0
MTY187-908 | Mitutoyo PROTRACTOR SET/B300 | Code No: 187-908 | 0
MTY188-101 | Mitutoyo Thread Pitch Gages,4-42 TPI | 188-101,whitworth screw pitch Gages | 0
MTY188-102 | Mitutoyo PCG/28 SET 4-60 IN | Code No: 188-102 | 0
MTY188-111 | Mitutoyo Thread Pitech Gages,(30Leaves) | Unified Screw Pitch Gages (4-42 TPI) | 1
MTY188-122 | Mitutoyo Thread Pitch Gage | Code No: 188-122,0.4~7mm (21 leaves) | 0
MTY188-130 | Mitutoyo Thread Pitch Gages,0.35-6mm | Code No: 188-130 (22leaves) | 0
MTY188-151 | Mitutoyo PITCH GAGE | Code No: 188-151 | 1
MTY188-152 | Mitutoyo Screw Pitch Gage | Code No: 188-152, 28 Leaves(E/M) | 0
MTY1900S-10 | Mitutoyo Dial Indicator (W/Lug) | Code No: 1900S-10 0.001mm/50-0-50 | 0
MTY1900S-72 | Mitutoyo Dial Indicator | Code No: 1900S-72 (0.1mm(0.14mm)x0.001mm | 0
MTY1900SB-10 | Mitutoyo Dial Indicator | Code No: 1900SB-10,0.1mm(0.14mm)x0.001mm | 0
MTY1900SB-72 | Mitutoyo DIAL INDICATOR DG0.001-0.1MM | Code No:1900SB-72 | 0
MTY190547 | Mitutoyo Contact Point 0.5D,513 | Code No: 190547 | 1
MTY190548 | Mitutoyo 0.7mm ball-point,L=14.7mm | Code No: 190548 | 0
MTY190549 | Mitutoyo Contact Point | Code No: 190549 | 0
MTY190550 | Mitutoyo contact point 0.7xL20.9mm | Code No: 190550 | 0
MTY190653 | Mitutoyo CONTACT POINT 0.7D,513 | Code No: 190653 | 0
MTY190654 | Mitutoyo Contact Point | Code No: 190654 | 0
MTY190655 | Mitutoyo CONTACT POINT 0.7D,513 | Code No: 190655 | 0
MTY190656 | Mitutoyo Contact Point | Code No: 190656 | 1
MTY1911 | Mitutoyo Dial Indicators | Code No: 1911 | 0
MTY1911T-10 | Mitutoyo Dial Test Indicator 0.01-2.5mm | Code No: 1911T-10 | 0
MTY1911TB-10 | Mitutoyo DG0.01-2.5MM | Code No: 1911TB-10 | 0
MTY1913-10 | Mitutoyo Dial Indicator | Code No: 1913-10,0.5mm(0.2mm),G-0.002mm | 0
MTY1913T-10 | Mitutoyo Dial Indicator | Code No: 1913T-10, 0.5mm(0.2mm)x0.002mm | 0
MTY1913TB-10 | Mitutoyo Dial Indicator | Code No: 1913TB-10, 0.5mm(0.2mm)x0.002mm | 0
MTY192-007 | Mitutoyo Bidirectional | Code No: 192-007 | 0
MTY192-008 | Mitutoyo Touch Probe for Dgt Height | Gauge Code No: 192-008 | 0
MTY192-130 | Mitutoyo Dial Height Gauge W/Dgt Counter | Code No; 192-130,300x0.01mm | 1
MTY192-131 | Mitutoyo Dial Height Gage W/Dgt Counter | Code No: 192-131, 450mmx0.01mm | 0
MTY192-132 | Mitutoyo Dial Height Gage W/Dgt Counter | Code No: 192-132,0-600mmx0.01mm | 0
MTY192-133 | Mitutoyo Dial Height Gage W/Dgt Counter | Code No: 192-133, 1000mmx0.01mm | 0
MTY192-150 | Mitutoyo Dial Height Gage | Code No: 192-150, 0-12"x0.001" | 0
MTY192-153 | Mitutoyo Dial Height Gage W/Dgt Counter | Code No: 192-153,0-40"x0.001" | 0
MTY1923B | Mitutoyo Dial Indicator (flat back) | Code No: 1923B Range:.05"(.02") | 0
MTY192-613-10 | Mitutoyo Digimatic Height Gage 300mm | Code No: 192-613-10 | 0
MTY192-614-10 | Mitutoyo Digimatic Height Gage | Code No: 192-614-10,600x0.01mm(0.005mm) | 1
MTY192-615-10 | Mitutoyo Dgmt Height Gauge | Code No: 192-615-10,1000x0.01mm(0.005mm) | 0
MTY192-630-10 | Mitutoyo Dgt Height Gage (0-300mm/12") | Codel: 192-630-10 | 0
MTY192-631-10 | Mitutoyo Digimatic Height Gage | 18"/450mm/.0005”(0.01mm).0002”(0.005mm) | 0
MTY192-632-10 | Mitutoyo Digimatic Height Gage | Code No: 192-632-10,24"/600mm | 1
MTY192-633-10 | Mitutoyo Digimatic Height Gauge,in/mm | Code No: 192-633-10,0-1000mm / 0-40" | 2
MTY192-663-10 | Mitutoyo Digimatic Height Gage 300mm | Code No:192-663-10 Multi-function type | 0
MTY192-664-10 | Mitutoyo Digimatic Height Gage | Code No: 192-664-10,600mmx0.01mm | 1
MTY192-670-10 | Mitutoyo Digimatic Height Gage (in/mm) | Code No: 192-670-10,300mm/12" | 0
MTY192-671-10 | Mitutoyo Digimatic Height Gage (in/mm) | Code No: 192-671-10,450mm/18" | 0
MTY192-672-10 | Mitutoyo Dgt Height Gage | Code No: 192-672-10 (24"/600mm) | 1
MTY192-673-10 | Mitutoyo Dgt Height Gage | Code No:MTY192-673-10 (Range: 0-40") | 0
MTY192683 | Mitutoyo Bezel/Crystal,2000 | Code No: 192683 | 0
MTY1929S-62 | Mitutoyo Dial Indicator DG0.01-1MM | Code No: 1929S-62 | 0
MTY193051B | Mitutoyo Color-Coded Spindle Cap | Code No:196051B,blue Color | 0
MTY193-101 | Mitutoyo Digit Outside Micrometer | Code No: 193-101, 0-25mmx0.01mm | 1
MTY193-102 | Mitutoyo Dgt Outside Micrometer | Code No:MTY193-102 (Range:25-50mm) | 0
MTY193-103 | MICROMETER M810-75 |  | 0
MTY193-104 | MICROMETER M810-100 |  | 0
MTY193-111 | Mitutoyo Digit Outside Micrometer | Code No: 193-111,0-25mm x 0.001mm | 2
MTY193-112 | Mitutoyo Digit Outside Micrometer | Code No: 193-112, 25-50mmx0.001mm | 1
MTY193-113 | MICROMETER M820-75 |  | 0
MTY193-114 | MICROMETER M820-100 |  | 0
MTY193-211 | Mitutoyo Digit Outside Micrometer | Code No: 193-211, 0-1"x0.0001" | 0
MTY193592 | Mitutoyo Plate,Clamp,2000 | Code No: 193592 | 0
MTY193690 | Mitutoyo Clamp Screw,2000 | Code No: 193690 | 0
MTY1960T | Mitutoyo Dial Indicator,Back Plunger | Code No: 1960T,1mm(1.27mm)x0.01mm | 0
MTY196-683 | Mitutoyo Manual CMM,CRYSTA-PLUS M443 | Code No: 196-683 | 0
MTY19BAA034 | Mitutoyo HARDNESS TEST BLOCK, 92HRB | Code No: 19BAA034 | 0
MTY19BAA074 | Mitutoyo 1/16" Steel Ball Indenter | Code No: 19BAA074 | 0
MTY19BAA085 | Mitutoyo Spare 1/2" steel ball(10pcs/ST) | Code No:19BAA085 | 0
MTY19BAA219 | Mitutoyo | Code No: 19BAA219 | 0
MTY200108 | Mitutoyo Set Screw,143 | Code No:200108 | 0
MTY200128 | Mitutoyo Spindle | Code No: 200128 | 0
MTY200149 | Mitutoyo Spindle,103 | Code No:200149 | 0
MTY200355 | Mitutoyo Anvil for 293-340 | Code No: 200355 | 0
MTY200365 | Mitutoyo Nut | Code No:200365 | 0
MTY200376 | Mitutoyo Thimble,103 | Code No:200376 | 0
MTY200761 | Mitutoyo Anvil for Digimatic Point Mic | Code No:200761 | 0
MTY200762 | Mitutoyo Anvil 30 Degree | Code No:200762 | 1
MTY201-102 | Mitutoyo Dial Snap Gage | Code No: 201-102 Range: 25-50mm | 0
MTY201-103 | Mitutoyo Dial Snap Gage | Code No: 201-103 Range: 50-75mm | 0
MTY201-104 | Mitutoyo Dial Snap Gage | Code No: 201-104 Range: 75-100mm | 0
MTY201-105 | Mitutoyo Dial Snap Gage | Code No: 201-105 Range: 100-125mm | 0
MTY201-106 | Mitutoyo Dial Snap Gage | Code No: 201-106 Range: 125-150mm | 0
MTY201-107 | Mitutoyo Dial Snap Gage | Code No: 201-107 Range: 150-175mm | 0
MTY201-108 | Mitutoyo Dial Snap Gage | Code No: 201-108 Range: 175-200mm | 0
MTY201194 | Mitutoyo KEY SCREW,122 | Code No:201194 | 0
MTY201216 | Mitutoyo Flat Anvil (Std accessory) | Code No: 201216 | 0
MTY201223 | Mitutoyo ANVIL(WITH TIP)-Spare Part | Code No: 201223 | 0
MTY201420 | Mitutoyo ANVIL FOR BORE GAUGE | Code No: 201420 | 0
MTY202975 | Mitutoyo Sub-Anvil 3",511 | Code No: 202975 | 0
MTY203398 | Mitutoyo Contact Rod, 511 | Code No: 203398 | 0
MTY203399 | Mitutoyo Driving Pin,511 | Code No: 203399 | 0
MTY204164 | Mitutoyo ANVIL(WITH TIP)-Spare Part | Code No: 204164 | 0
MTY2044S-09 | Mitutoyo DIAL INDICATOR | Code No: 2044S-09 | 0
MTY2044SB | Mitutoyo Dial Indicator | Code No: 2044SB (5mm(1mm)x0.01mm | 0
MTY2045S | Mitutoyo Dial Indictor | Code No: 2046S | 1
MTY2045SB | Mitutoyo Dial Indicator | Code No: 2045SB (5mm(1mm)x0.01mm | 0
MTY204695 | Mitutoyo Sleeve,131 | Code No:204695 | 0
MTY2046S | Mitutoyo Dial Indicator | Code No:2046S (10mmx0.01mm) | 9
MTY2046S-09 | Mitutoyo Dial Indicator | Code: 2046S-09 Range: 10mm(1mm) | 0
MTY2046S-60 | Mitutoyo DIAL INDICATOR DGO.01-10MM | Code No: 2046S-60 | 0
MTY2046S-80 | Mitutoyo Dial Indicator DG0.01-10MM | Code No: 2046S-80 | 0
MTY2046SB | Mitutoyo Dial Indicator,10mm | Code No: 2046SB | 0
MTY2046SB-60 | Mitutoyo Dial Indicator,flat back,IP64 | Code No:2046SB-60,10mmx0.01mm | 0
MTY2047S | Mitutoyo Indicator | Code No: MTY2047S | 0
MTY2047SB | Mitutoyo Dial Indicator, Metric | Code No: 2047SB 10mm(1mm)x0.01mm | 0
MTY2048S-10 | Mitutoyo Dial Indicator | Code No: 2048S-10, 10mmx0.01mm | 0
MTY2048SB-10 | Mitutoyo Dial Indicator | Code No: 2048SB-10, 10mmx0.01mm | 0
MTY2050S | Mitutoyo Dial Indicator 20mmx0.01mm | Code No: 2050S | 3
MTY2050S-19 | Mitutoyo Dial Indicato | Code No: 2050S-19, 20mmx0.01mm | 0
MTY2050S-60 | Mitutoyo Dial Indicator | Code No: 2050S-60,20mm(1mm)x0.01mm | 0
MTY2050SB | Mitutoyo Dial Indicator,Flat-Back | Code No:2050SB,Range:20mmx0.01mm | 0
MTY2050SB-19 | Mitutoyo Dial Indicator,Flat-Back | Code No:2050SB-19,Range:20x0.01mm | 0
MTY2050SB-60 | Mitutoyo Dial Indicator,Flat-Back | Code NO:2050SB-60,Range:20mmx0.01mm,IP64 | 0
MTY205264 | Mitutoyo Anvil Screw Thread Micrometer | Code No: 205264 | 0
MTY2052S | Mitutoyo Dial Indicator | Code No: 2052S Range 30mmx0.01mm | 1
MTY2052S-19 | Mitutoyo Dial Indicator | Code No: 2052S-19 Range:30mm(1mm)x0.01mm | 0
MTY2052SB | Mitutoyo Dial Indicator,Flat Back | Code No:2052SB,Range:30mmx0.01mm | 0
MTY205457 | Mitutoyo Washer 0.5mm 0.02",511 | Code No: 205457 | 0
MTY205458 | Mitutoyo WASHER 1MM 0.04",511 | Code No: 205458 | 0
MTY205459 | Mitutoyo Washer 2mm 0.08",511 | Code No: 205459 | 0
MTY205460 | Mitutoyo Washer 3mm 0.12",511 | Code No: 205460 | 0
MTY205461 | Mitutoyo Washer 1mm, 0.04" 511 | Code No: 205461 | 0
MTY205624 | Mitutoyo Washer 0.4" for Bore Gage | 511-126,Code No:205624 | 0
MTY205772 | Mitutoyo SPRING,511 | Code No: 205772 | 0
MTY205786 | Mitutoyo Spring,511 | Code No: 205786 | 0
MTY2064S | Mitutoyo Dial Indicator Range: 0-10mm | Item No: 2064S | 0
MTY206909 | Mitutoyo Set Screw Guide,511 | Code No: 206909 | 0
MTY207352 | Mitutoyo LID,511 | Code No: 207352 | 0
MTY208066 | Mitutoyo Spindle | Code No: 208066 | 0
MTY208098 | Mitutoyo Spindle | Code No: 208098 | 0
MTY208099 | Mitutoyo Spindle | Code No: 208099 | 0
MTY208100 | Mitutoyo Spindle | Code No: 208100 | 0
MTY208101 | Mitutoyo Spindle | Code No: 208101 | 0
MTY208102 | Mitutoyo Spindle | Code No: 208102 | 0
MTY209-126 | Mitutoyo Dial Caliper Gage,10-22mm | Internal Measurement Type,209-126 | 0
MTY209-155 | Mitutoyo Dial Caliper Gage,5-15mm | Internal Measurement Type 209-155 | 0
MTY209-175 | Mitutoyo Dial Caliper Gage,10-30mm | Internal Measurement Type,209-175 | 0
MTY209-176 | Mitutoyo Dial Caliper Gage | Code No:209-176,Range:20-40mmx0.01mm | 0
MTY209-301 | Mitutoyo Dial Caliper Gage for | Inside Measurement,5-15mmx0.005mm | 0
MTY209-302 | Mitutoyo Dial Caliper Gauge | Code No: 209-302, 10-30mmx0.01mm | 0
MTY209-303 | Mitutoyo Dial Caliper Gage | Code No:209-303,Range:20-40mmx0.01mm | 0
MTY209-304 | Mitutoyo Dial Caliper Gage | Code No:209-304,Range:30-50mmx0.01mm | 0
MTY209-305 | Mitutoyo Dial Caliper Gage | Code No:209-305, Range:40-60mmmmx0.01m | 0
MTY209-306 | Mitutoyo Dial Caliper Gauge | Code No:203-306,Range:50-70x0.01mm | 0
MTY209-307 | Mitutoyo Dial Caliper Gage | Code No:209-307,Range:50-70mmx0.01mm | 0
MTY209-309 | Mitutoyo Dial Caliper Gauge | Code No:209-309,Range:80-100mmx0.01mm | 1
MTY209-310 | Mitutoyo Internal Dial Caliper Gauge | Code No:209-310,50-100x0.01mm | 0
MTY209-352 | Mitutoyo Inside Imperial Dial Caliper Ga | Code No: 209-352, 0.40-1.20"x0.0005" | 0
MTY209-405 | Mitutoyo Dial Caliper Gage | Code No: 209-405 | 0
MTY209-406 | Mitutoyo Dial Caliper,Carbide, | Pointed Jaw,White Face,0-20mmx0.01mm | 0
MTY209-407 | Mitutoyo Dial Caliper Gage | Code No; 209-407, 0-20mmx0.01mm | 0
MTY209-551M | Mitutoyo Digimatic Caliper Gage | Code No: 209-551M,(.20-.59in, 5-15mm) | 0
MTY209-552M | Mitutoyo Digimatic Caliper Gage | Code No: 209-552M Range: 0.39-1.18" | 0
MTY209-555 | Mitutoyo Digimatic Caliper Gauge | Code No:209-555,Range:40-60mmx0.01mm | 0
MTY209-556M | Mitutoyo Digimatic Caliper Gage | Code No: 209-556M,1.97-2.76"/50-70mm | 0
MTY209-572 | Mitutoyo Dial Caliper Gage | Code:209-572,0-20mmx0.01mm | 0
MTY209-572M | Mitutoyo Outside Digimatic Caliper Gage | Code No:209-572M,Range:0-20mmx0.01mm | 0
MTY209-602 | Mitotoyo External Dial Caliper Gauges | Code No:209-602 Range: 0-50mm | 0
MTY209-605 | Mitutoyo Dial Caliper Gage | Code No: 209-605, 20mmx0.01mm | 0
MTY209-833 | Mitutoyo Digimatic Caliper Gage | Code No:209-833,Range:10-35mmx0.01mm | 0
MTY209-898 | Mitutoyo Dial Caliper Gage | Code No:209-898,Range:70-120mmx0.01mm | 0
MTY209-901 | Mitutoyo Dial Caliper Gage | Code No:209-901,Range:15-65mmx0.05mm | 0
MTY209-902 | Mitutoyo Dial Indicator Gage | Code No: 209-902,40~90mmx0.05mm | 0
MTY209-911 | Mitutoyo Dial Caliper Gage | Code No: 209-911, 0-50mmx0.05mm | 0
MTY209-912 | Mitutoyo External Dial Caliper Gauge | Code No: 209-912,0-50mmx0.05mm | 0
MTY209-913 | Mitutoyo Dgmt Caliper Gage,inch/mm | 209-913, 0-1.18"x0.001"/0-30x0.02mm | 0
MTY209-918 | Mitutoyo Dgmt Caliper Gage,inch/mm | 209-918, 0-1.97"x0.001"/0-50x0.02mm | 0
MTY2109S-10 | Mitutoyo Dial Indicator | Code No: 2109S-10, 1mm(0.2mm)x0.001mm | 2
MTY2109SB-10 | Mitutoyo Dial Indicator,1mm | Code No: 2109SB-10 | 0
MTY2109SB-70 | Mitutoyo Dial Indicator | Code No: 2109SB-70,1mm(0.2mm)x0.001mm | 0
MTY2110S-10 | Mitutoyo Dial Indicator | Code No: 2110S-10, 1mm(0.1mm)x0.001mm | 0
MTY2113S-10 | Mitutoyo Dial Indicator DG0.001-2MM | Code No: 2113S-10 | 0
MTY211-513E | Mitutoyo ROUNDTEST, RA-2200DS(MM) | Code No: 211-513E | 0
MTY211-601E | Mitutoyo Roundness Measuring System | Code No: 211-601E (RA-10) | 0
MTY211-626E | Mitutoyo ROUNDTEST RA-120P MM | (DIGIMATIC TYPE), Code No: 211-626E | 0
MTY211-627E | Mitutoyo RA-120PIN/MM (DIGIMATIC TYPE) | Code No: 211-627E | 0
MTY211-733E | Mitutoyo ROUNDTEST,RA-1600(MM/IN) | Code No: 211-733E | 0
MTY2118F | Mitutoyo Dial Indicator | Code No: 2118F, DG0.001-5mm | 0
MTY2118S-10 | DIAL INDICATOR DG0.001-5MM | pls quote MTY2118F (1pc ex-stock) | 0
MTY2118SB-10 | Mitutoyo Dial Indicator 5mm(0.2mm) | Code No: 2118SB-10 (Graduation:0.001mm) | 0
MTY2119S-10 | Mitutoyo Dial Indicator | Code No: 2119S-10, 0.001-5mm | 0
MTY2119SB-10 | Mitutoyo Dial Indicator 5mm(0.2mm) | Code No: 2119SB-10 (Graduation:0.001mm) | 0
MTY212142 | Mitutoyo Bore Gage Anvils,Blind holes | Code No:212142,Size:35mm | 0
MTY212143 | Mitutoyo Bore Gage Anvils,Blind holes | Code No:212143,Size:40mm | 0
MTY212144 | Mitutoyo Bore Gage Anvils,Blind holes | Code No:212143,Size:45mm | 0
MTY212145 | Mitutoyo Bore Gage Anvils,Blind holes | Code No:212145,Size:50mm | 0
MTY212146 | Mitutoyo Bore Gage Anvils,Blind holes | Code No:212146,Size:55mm | 0
MTY212147 | Mitutoyo Bore Gage Anvils,Blind holes | Code No:212147,Size:60mm | 0
MTY2124S-10 | Mitutoyo Dial Indicator ,0.005-5mm | Code No: 2124S-10 | 0
MTY2124SB-10 | Mitutoyo Dial Indicator 5mm(0.5mm) | Code No: 2124SB-10 (Graduation:0.005mm) | 0
MTY212556 | Mitutoyo Wrench Spanner,511 | Code No: 212556 | 0
MTY213022 | Mitutoyo | Code No: 213022 | 0
MTY213186 | Mitutoyo | Code No: 213186 | 0
MTY215-120-10 | Mitutoyo Bore Gage Stand | Code No:215-120-10 | 0
MTY215-151 | Mitutoyo | Code No: 215-151 | 0
MTY215-151-10 | Mitutoyo Granite Comparator Stands | Code: 215-151-10 Size: 150x200x50mm | 0
MTY215-153-10 | Mitutoyo Granite Comparator Stand | Code No: 215-153-10,200x250x80mm | 0
MTY215-156-10 | Mitutoyo Granite Comparator Stand | Code No: 215-156-10, 300x250x80mm | 0
MTY215-405-10 | Mitutoyo Comparator Stand,215-405-10 | Square anvil size(WxD) 110x110mm | 0
MTY215-505-10 | Mitutoyo BSC-30HX | Code No: 215-505-10 | 0
MTY218-481E | Mitutoyo Contour Measuring Instruments | Code No: 218-481E, CV-3200S4(MM) | 0
MTY218-633E | Mitutoyo Contracer | Code No:218-633E (CV-2100M4(MM) | 0
MTY21AAA011 | Mitutoyo Conversion Rod,2400 | Code No: 21AAA011 | 0
MTY21AAA012 | Mitutoyo Conversion Rod | Code No: 21AAA012 | 0
MTY21AAA030 | Mitutoyo Needle Point | Code No: 21AAA030 | 0
MTY21AAA043 | Mitutoyo Flat Ttype Contact Point | Code No: 21AAA043 | 0
MTY21AAA044 | Mitutoyo Flat Ttype Contact Point | Code No: 21AAA044 | 0
MTY21AAA046 | Mitutoyo NEEDLE POINT,2000 |  | 1
MTY21AAA047 | Mitutoyo Needle Point | Code No: 21AAA047 | 1
MTY21AAA115J | Mitutoyo Steel Ball (D5MM),511 | Code No: 21AAA115J | 0
MTY21AAA166 | Mitutoyo Holding bar øD6mm L:42mm | Code No: 21AAA166 | 0
MTY21AAA168 | Mitutoyo Holding bar ø8mm,L42mm | Code No: 21AAA168 | 0
MTY21AAA252 | Mitutoyo Ball Point Carbide | Code No: 21AAA252 | 0
MTY21AAA254 | Mitutoyo Steel Contact Point Model: 21A4 | Code No:21AAA254 | 2
MTY21AAA255 | Mitutoyo Needle Point | Code No: 21AAA255 | 0
MTY21AAA256 | Mitutoyo Needle Point | Code No: 21AAA256 | 0
MTY21AAA257 | Mitutoyo Needle Contact Point, Carbide | Code No: 21AAA257 | 1
MTY21AAA258 | Mitutoyo NEEDLE POINT CARBIDE | Code No: 21AAA258 | 0
MTY21AAA259A | MITUTOYO EXTENSION ROD,2000 | Code No: 21AAA259A | 1
MTY21AAA259B | Mitutoyo EXTENSION ROD,2000 | Code No: 21AAA259B | 2
MTY21AAA259D | Mitutoyo EXTENSION ROD,2000 | Code No:21AAA259D | 1
MTY21AAA259E | Mitutoyo Extension | Code No: 21AAA259E | 1
MTY21AAA259F | Mitutoyo EXTENSION ROD,2000 | Code No: 21AAA259F | 1
MTY21AAA259G | Mitutoyo MDC-50PXT | Code No: 21AAA259G | 1
MTY21AAA259J | Mitutoyo Extension Rod 70mm | Code No: 21AAA259J | 0
MTY21AAA329 | Mitutoyo Metric Carbide Contact point | Code No: 21AAAA329 (2.5 x 0.45mm) | 0
MTY21AAA330 | Mitutoyo Needle Point(Carbide) | Code No: 21AAA330 Lenght: .6" | 0
MTY21AAA331 | Mitutoyo Metric Carbide Contact point | Code No: 21AAA331 (2.5 x 0.45 mm) | 0
MTY21AAA332 | Mitutoyo Needle Point(Carbide) | Code No: 21AAA332 D: 1 L: 10 | 0
MTY21AAA333 | Mitutoyo Needle Point(Carbide) | Code No:21AAA333,D:1,L:20 | 0
MTY21AAA334 | Mitutoyo Needle Contact Point | Code No:21AAA334 | 0
MTY21AAA335 | Mitutuyo Needle PointI(Carbide) | Code No: 21AAA335 D: 1.5 L: 5 | 0
MTY21AAA336 | Mitutoyo Metric Carbide Contact point | Code No: 21AAA336 2.5 x 0.45 mm x 22 mm | 0
MTY21AAA337 | Mitutuyo Needle PointI(Carbide) | Code No: 21AAA337 D: 1.5 L: 20 | 1
MTY21AAA338 | Mitutoyo Contact Point | Code No: 21AAA338 | 0
MTY21AAA339 | Mitutoyo Needle Point(Carbide) | Code No:21AAA339 D:2 L:40 | 0
MTY21AAA340 | Mitutoyo Flat Contact Point 5X10,2000 | Code No: 21AAA340 | 0
MTY21AAA341 | Mitutoyo Flat Contact Point | Code No: 21AAA341, D:15 | 0
MTY21AAA342 | Mitutoyo Flat Contact Point | Code No: 21AAA342 | 0
MTY21AAA343 | Mitutoyo Flat Contact Point | Code No: 21AAA343 | 0
MTY21AAA344 | Mitutoyo Flat Contact Point | Code No: 21AAA344 | 0
MTY21AAA345 | Mitutoyo Flat Carbide Contact Point | Code No: 21AAA345,Dia:17mm L:10mm | 0
MTY21AAA346 | Mitutoyo Flat Carbide Contact Point | Code No: 21AAA346,Dia:22mm, L:10mm | 0
MTY21AAA347 | Mitutoyo Carbide Flat Stylus | Code No: 21AAA347 | 0
MTY21AAA349 | Mitutoyo Carbide Ball Point | Code No: 21AAA349,SøD:1mm,øD:5mm | 0
MTY21AAA350 | Mitutoyo Carbide Ball Point | Code No: 21AAA350,SøD:1.5mm,øD:5mm | 0
MTY21AAA351 | Mitutoyo Carbide Contact Point | Code No:21AAA351,D:0.5,BD:2.5mm.L:7.3mm | 0
MTY21AAA352 | Mitutoyo Ball points | Code No: 21AAA352 | 0
MTY21AAB161 | Mitutoyo CLAMP BRACKET,2000 | Code No: 21AAB161 | 0
MTY21AAB227 | Mitutoyo Lug Back, on Center | Code No: 21AAB227 | 0
MTY21AZA228 | Mitutoyo Pinion,Take-up,3000 | Code No: 21AZA228 | 0
MTY21AZA319 | Mitutoyo Ball Carbide W/O Groove | Code No: 21AZA319 Lenght:8.3 | 0
MTY21AZA320 | Mitutoyo Contact Point W Groove | Code No:21AZA320,L:12.1mm | 0
MTY21AZA321 | Mitutoyo Contact Point | Code No:21AZA321 | 0
MTY21AZB149 | MITUTOYO LIFTING LEVER FOR S-TYPE DG | Code No: 21AZB149 | 6
MTY21AZB150 | Mitutoyo Spindle Lifting Lever and Cable | Code No: 21AZB150 (Dial Indicator Accer) | 0
MTY21AZB161 | Mitutoyo BEZEL | Code No: 21AZB161 | 0
MTY21AZB271 | Mitutoyo gear,intermidiate | Code No:21AZB271 | 0
MTY21AZB353 | Mitutoyo Bezel,1000 | Code No: 21AZB353 | 0
MTY21BAB003 | Mitutoyo Guide Pin | Code No: 21BAB003 | 0
MTY21BAB021 | Mitutoyo SPRING,SPINDLE | Code No: 21BAB021 | 0
MTY21BZB005 | Mitutoyo Contact Point,1000 | Code No: 21BZB005 | 0
MTY21CAA003 | Mitutoyo Arm Assy | Code No: 21CAA022A | 0
MTY21CAA022A | Mitutoyo Pivot Arm Assy | Code No: 21CAA022A | 0
MTY21CAA149 | Mitutoyo Bezel for 513 series | Code No:21CAA149 | 0
MTY21CZA005 | Mitutoyo Bearing Ball Case, 513 | Code No: 21CZA005 | 0
MTY21CZA036 | Mitutoyo CONTACT PT(CARBIDE),D2MM,513 | Code No: MTY21CZA036 | 2
MTY21CZA044 | Mitutoyo ø1mm Ball-Point,(Carbide) | Code No: 21CZA044 (L=12.8mm) | 0
MTY21CZA201 | Mitutoyo D2 Ruby Point | Code No: 21CZA201 | 0
MTY21CZA209 | Mitutoyo 2mm Contact Point(Ruby) | Code No:21CZA209,Lenght:14.7mm | 0
MTY21CZA210 | Mitutoyo Ruby 2mm Contact Point | Code No:21CZA210,L:22.3mm | 0
MTY21CZA211 | Mitutoyo Dia Ruby Point | Code No: 21CZA211 | 0
MTY21CZA212 | Mitutoyo Diameter 2 Ruby Point | Code No: 21CZA212 | 0
MTY21CZA230 | Mitutoyo | Code No: 21CZA230 | 0
MTY21CZA233 | pls quote MTY901916 (5pcs ex-stock) | Code No: 21CZA233 | 0
MTY21DZA000 | Mitutoyo Dial Protection Cover | Code No:21DZA000 | 0
MTY21DZA208 | Mitutoyo | Code No: 21DZA208 | 0
MTY21DZA209 | Mitutoyo Driving Pin | Code No: 21DZA209 | 0
MTY21DZA213A | Mitutoyo Bore Gage Anvil Spare part | Code No: 21DZA213A 18mm | 0
MTY21DZA213B | Mitutoyo Bore Gage Anvil Spare part | Code No: 21DZA213B 20mm | 0
MTY21DZA213C | Mitutoyo Bore Gage Anvil Spare part | Code No: 21DZA213C 22mm | 0
MTY21DZA213D | Mitutoyo Bore Gage Anvil Spare part | Code No: 21DZA213D 24mm | 0
MTY21DZA213E | Mitutoyo Bore Gage Anvil Spare part | Code No: 21DZA213E 26mm | 0
MTY21DZA213F | Mitutoyo Bore Gage Anvil Spare part | Code No: 21DZA213F 28mm | 0
MTY21DZA213G | Mitutoyo Bore Gage Anvil Spare part | Code No: 21DZA213G 30mm | 0
MTY21DZA213H | Mitutoyo Bore Gage Anvil Spare part | Code No: 21DZA213H 32mm | 0
MTY21DZA213J | Mitutoyo Bore Gage Anvil Spare part | Code No: 21DZA213J 34mm | 0
MTY21DZA216 | Mitutoyo Contact Rod For Bore Gauge | Code No: 21DZA216 | 1
MTY21DZA223 | Mitutoyo Contact Rod | Code No: 21DZA223 | 1
MTY21DZA224 | Mitutoyo Driving Pen for Bore Gage | Code No:21DZA224 | 0
MTY21DZA232A | Mitutoyo Anvil for 511-702,35mm | Code No:21DZA232A | 0
MTY21DZA232B | Mitutoyo Anvil for 511-702,40mm | Code No:21DZA232B | 0
MTY21DZA232C | Mitutoyo Anvil for 511-702,45mm | Code No:21DZA232C | 0
MTY21DZA232D | Mitutoyo Anvil for 511-702,50mm | Code No:21DZA232D | 0
MTY21DZA232E | Mitutoyo Anvil for 511-702,55mm | Code No:21DZA232E | 0
MTY21DZA232F | Mitutoyo Anvil for 511-702,60mm | Code No:21DZA232F | 0
MTY21DZA286 | Mitutoyo micrometer head for bore gauge | Code No:21DZA286 | 0
MTY21EAA131 | Mitutoyo RS232 Connecting CBL (2M),543M | Code No: 21EAA131 | 0
MTY21EAA190 | Mitutoyo Connecting Cable (2M),264S | Code No: 21EAA190 | 0
MTY21ESA019 | Mitutoyo | Code No: 21ESA019 | 0
MTY21EZA063A | MITUTOYO GRID ASSEMBLY | Code No:21EZA063A | 0
MTY21EZA101 | Lifting Knob (ID-H) |  | 0
MTY21EZA158B | Mitutoyo Display Module,543M | Code No: 21EZA158B | 0
MTY21EZA198 | MITUTOYO Spindle lifting lever | Code No: MTY21EZA198 | 2
MTY21EZA219 | Mitutoyo GRID ASSY | Code No: 21EZA219 | 0
MTY21JAA225 | Mitutoyo Contact Point | Code No:21JAA225,D:3mm,L:14mm | 0
MTY21JAA269 | Mitutoyo Set Screw,7211 | Code No: 21JAA269 | 0
MTY227-201 | Mitutoyo DM Micrometer CLM1-15QM | Code No:227-201 | 0
MTY227-203 | Mitutoyo ABS Digimatic Micrometer | Code No:227-203,Range:15-30mmx0.001mm | 0
MTY227-205 | Mitutoyo ABS Dgmt Micrometer | Code No: 227-205, 0-10mmx0.001mm | 0
MTY227-206 | Mitutoyo ABS Dgmt Micrometer | Code No: 227-206, 10-20mmx0.001mm | 0
MTY227-211 | Mitutoyo ABS Digimatic Micrometer | Code No: 227-211 5mm/.6"x0.001mm/.00005" | 0
MTY227-221 | Mitutoyo Disk Micrometer,Quickmike Type | Code No:227-221,Range:0-15mmx0.001mm | 0
MTY2330S-10 | Mitutoyo Dial Indicator | Code No:2330S-10,Range:30mmx0.01mm | 0
MTY2356S-10 | Mitutoyo Dial Indicator | Code No: 2356S-10,.25"(0.01")X0.0001" | 0
MTY2414S | Mitutoyo Dial Indicator,+-0-100 | Code No:2414S,(W/lug) (.001").5"(.1") | 1
MTY2414SB | Mitutoyo Dial Indicator,+-0-100 | Code No:2414S,(Flat-back)(.001").5"(.1") | 0
MTY2416S | Mitutoyo Dial Indicator,W/lug | Code No: 2416S, 1"(0.1")x0.001" | 0
MTY2416S-10 | Mitutoyo Dial Indicator DG.001-1" | Code No: 2416S-10 | 0
MTY2416SB | Mitutoyo Dial Indicator | Code No:2416SB,1"X0.001" | 0
MTY2416SB-10 | Mitutoyo Dial Indicator | Code No:2416SB-10,Range:1"(.1") | 0
MTY2424S-19 | Mitutoyo Dial Test Indicator,w/lug | Code No: 2424S-19, 2"(0.1")x0.001" | 0
MTY2424SB-19 | Mitutoyo Dial Indicator | Code No:2424SB-19,Range:2"(.1") | 0
MTY250-301 | Mitutoyo Micrometer Head | Code No:250-301,Range:0-25mmx0.01mm | 0
MTY2514SB | Mitutoyo Dial Indicator,DG.0005"-05" | Code No: 2514SB | 0
MTY264-002E | Mitutoyo Digimatic/RS-232C Interface | Unit Multiplexer,MUX-10F 264-002E | 0
MTY264-005 | Digimatic - PS/2 signal conversion type | Brand: Mitutoyo Code No; 264-005 | 0
MTY264-007 | Mitutoyo PC Data Input Device | Input Tools Code No: 264-007 | 1
MTY264-012-10 | Mitutoyo USB Data Input Tool | Code: 264-012-10 | 0
MTY264-016 | Mitutoyo PC Data Input Device USB | Code No: 264-016 | 1
MTY264-145E | Mitutoyo QM-DATA200 | Code No: 264-145E | 0
MTY264-146E | Mitutoyo QA-DATA200,Arm-Mount | Item No: 264-146E | 0
MTY264-504-5E | Mitutoyo Digimatic Mini Processor with | integral printer,DP-1VR 264-504-5E | 0
MTY270004 | Mitutoyo Printer Paper(10roll/50M)DP-1 | Code No: 270004 | 0
MTY2776S | Mitutoyo Dial Indicator | Code No: 2776S(W/Lug),1"(0.5")x0.0005" | 0
MTY2776SB | Mitutoyo Dial Indicator | Code No: 2776SB,1"(0.5")X0.0005" | 0
MTY2802S-10 | Mitutoyo | Code No: 2802S-10 | 0
MTY2803S-10 | Mitutoyo Dial Indicator W/Lug | Code No: 2803S-10 Range:025"(.01") | 0
MTY2804S-10 | Mitutoyo Dial Indicator | Code No: 2804S-10, 0.0001-.05" | 0
MTY2805S-10 | Mitutoyo Dial Indicator, Inch | Code No: 2805S-10,0.05"(0.01")x0.0001" | 0
MTY2805SB-10 | Mitutoyo Dial Indicator, Inch | Code No: 2805SB-10,0.05"(0.01")x0.0001" | 0
MTY281372A | Mitutoyo Frame,Slider Cover for Height | Gage Code No:281372A | 0
MTY2900S-72 | Mitutoyo Dial Indicator | Code No: 2900S-72, 0.08mm(0.1mm)x0.001mm | 0
MTY2900SB-10 | Mitutoyo Dial Indicator | Code No: 2900SB-10 | 0
MTY2900SB-72 | Mitutoyo Dial Indicator | Code No:2900SB-72 Range:0.001-0.08mm | 0
MTY2901S-10 | Mitutoyo | Code No: 2901S-10 | 0
MTY2902S | Mitutoyo Dial Indicator | Code No:2902S,Range:10mmx0.01mm | 0
MTY2905S-10 | Mitutoyo Dial Indicator DG.0001-.05" | Code No: 2905S-10 | 0
MTY2915S-10 | Mitutoyo Dial Indicator DG .001-.5" | Code No: 2915S-10 | 0
MTY2922S | Mitutoyo Dial Indicator STD Type,Inch | Code No: 2922S, .125"(.05")X0.0005" | 0
MTY2922SB | Mitutoyo Dial Indicator (Flat-back) | Code No:2922SB, 0.125"(0.05")X0.0005" | 0
MTY2923S-10 | Mitutoyo Dial Indicator, Inch | Code No: 2923S-10,0.05"(0.01")x0.0001" | 0
MTY2923SB-10 | Mitutoyo Dial Indicator | Code No: 2923SB-10,0.05"(0.1")x0.0001" | 0
MTY2929S | Mitutoyo Dial Indicator | Code No: 2929S (0.8mm (1mm)/0.01mm) | 0
MTY293-100 | Mitutuyo High Accuracy Dgt Micromter | 0-25mmx0.0001mm/0.0005mm(Switchable) | 0
MTY293-130 | Mitutuyo High Accuracy Dgt Micrometer | 1"x.000005"/.00002"/25x0.0001mm/0.0005mm | 0
MTY293-140 | Mitutoyo QuantuMike C/W SPC Output | Code No: 293-140 Range: 0-25mm | 0
MTY293-140-30 | Mitutoyo QuantuMike C/W SPC Output | Code No: 293-140-30 | 0
MTY293-141 | Mitutoyo QuantuMike C/W SPC Output | Code No:293-141 Range:25-50mmx0.001mm | 0
MTY293-142 | Mitutoyo Micrometer Quantumike | Code No: 293-142 Range: 50-75mm | 0
MTY293-142-30 | Mitutoyo Micrometer Quantumike | Code No: 293-142-30 | 0
MTY293-143 | Mitutoyo QuantuMike C/W SPC Output | Code No:293-143 Range:75-100mmx0.001mm | 0
MTY293-143-30 | Mitutoyo QuantuMike-IP65 Coolant Proof | Code No: 293-143-30 | 0
MTY293-145 | Mitutoyo Micrometer Quantumike W/O SPC | Code No: 293-145 Range: 0-25mm | 0
MTY293-146 | Mitutoyo DM MICROMETER MDE-50PJ | Code No: 293-146 | 0
MTY293-146-30 | Mitutoyo Digimatic Micrometer | Code No: 293-146-30 | 0
MTY293-147 | Mitutoyo Dgmt Micrometer Quantumike | Code No: 293-147,50-75x0.001mm,W/O SPC | 0
MTY293-148 | Mitutoyo Dgmt Micrometer Quantumike | Code No: 293-148,75-100x0.001mm W/O SPC | 0
MTY293-151-30 | Mitutoyo Digimatic Micrometer 0-25mm | Code No: 293-151-30 | 0
MTY293-154-30 | Mitutoyo DM MICROMETER MDC-100HMT | Code No: 293-154-30 | 0
MTY293-180 | Mitutoyo DM MICROMETER MDE-1"MJ | Code No: 293-180 | 0
MTY293-180-30 | Mitutoyo QuantuMike DM Micrometer | Code No: 293-180-30 | 0
MTY293-181 | Mitutoyo DM MICROMETER MDE-2"MJ | Code No: 293-181 | 0
MTY293-181-30 | Mitutoyo QuantuMike DM Micrometer | Code No: 293-181-30 | 0
MTY293-185 | Mitutoyo QuantuMike Digimatic Micrometer | Code No: 293-185,1"x0.00005"/25x0.001mm | 0
MTY293-185-30 | Mitutoyo Quantumike | Code No: 293-185-30,0-1” / 0-25mm | 0
MTY293-186 | Mitutoyo DM MICROMETER MDE-2"PJ | Code No: 293-186 | 0
MTY293-186-30 | DM MICROMETER MDE-2"PJ | Code No: 293-186-30 | 0
MTY293-230 | Mitutoyo Coolant Proof Micrometer | 25x0.001mm,with ratchet stop | 0
MTY293-230-30 | Mitutoyo Digital Micrometer | Code No: 293-230-30,0-25mmx0.001mm | 3
MTY293-231 | DM MICROMETER MDC-50MJ |  | 0
MTY293-231-30 | Mitutoyo Digital Micrometer | Code No: 293-231-30,25-50mmx0.001mm | 0
MTY293-232 | Mitutoyo Coolant Proof Micrometer | Code No: 293-232 Range: 50-75mm | 0
MTY293-232-30 | Mitutoyo Digimatic Micrometer IP65 | Code No: 293-232-30,50-75mmx0.001mm | 0
MTY293-233 | Mitutoyo Coolant Proof Micrometer | Code No: 293-233 Range: 75-100mm | 0
MTY293-233-30 | Mitutoyo Digimatic Micrometer | Code No: 293-233-30 | 0
MTY293-234 | Mitutoyo Digimatic Micrometer | C/W Ratchet Thimble Range:0-25mmx0.001mm | 0
MTY293-234-30 | Mitutoyo Digimatic Micrometer | Code No: 293-234-30,25mmx0.001mm | 0
MTY293-235 | Mitutoyo Digimatic Micrometer | C/W Ratchet Thimble,25-50mmx0.001mm | 0
MTY293-236 | Mitutoyo Digimatic Micrometer | C/W Ratchet Thimble,50-75mmx0.001mm | 0
MTY293-237 | Mitutoyo Digimatic Micrometer | C/W Ratchet Thimble,75-100mmx0.001mm | 0
MTY293-240 | Mitutoyo Digimatic Micrometer 0-25mm | Code No: 293-240 | 0
MTY293-240-30 | Mitutoyo Digimatic Micrometer IP65 | Code No: 293-240-30,25mmx0.001mm | 14
MTY293-241 | Mitutoyo Digimatic Micrometer | Code No: 293-241,25-50mmx0.001mm | 0
MTY293-241-30 | Mitutoyo Digimatic Micrometer IP65 | Code No: 293-241,25-50mmx0.001mm | 0
MTY293-242 | Mitutoyo Digimatic Micrometer | Code No: 293-242, 50-75mmx0.001mm | 0
MTY293-242-30 | Mitutoyo Digimatic Micrometer IP65 | Code No:293-242-30 | 0
MTY293-243 | DM MICROMETER MDC-100PJ |  | 0
MTY293-243-30 | Mitutoyo Digimatic Micrometer | Code No:293-243-30,75-100mmx0.001mm | 0
MTY293-244 | Mitutoyo Digimatic Micrometer,W/O SPC | Code No: 293-244 (0-25mmx0.001mm) | 0
MTY293-244-30 | Mitutoyo Dgmt Micrometer | Code No: 293-244-30, 0-25mmx0.001mm | 0
MTY293-245 | Mitutoyo Digimatic Micrometer,W/O SPC | Code No: 293-245 (25-50mmx0.001mm) | 0
MTY293-245-30 | Mitutoyo Digimatic Micrometer | Code No: 293-245-30 (25-50mmx0.001mm) | 0
MTY293-250-10 | Mitutoyo Coolant Proof Micrometer | Code No: 293-250-10 Range: 100-125mm | 0
MTY293-250-30 | Mitutoyo Digimatic Micrometer | Code No:293-250-30,100-125mmx0.001mm | 0
MTY293-251-10 | Mitutoyo Digimatic Micrometer | Code No:293-251-10,Range:125-150mm | 0
MTY293-251-30 | Mitutoyo Digimatic Micrometer | Code No:293-251-30,125-150mmx0.001mm | 0
MTY293-252-10 | Mitutoyo Coolant Proof Micrometer | Code No: 293-252-10 (150-175x0.001mm) | 0
MTY293-252-30 | Mitutoyo Digimatic Micrometer | Code No:293-252-30,150-175mmx0.001mm | 0
MTY293-253-30 | Mitutoyo Digimatic Micrometer | Code No:293-353-30,175-200mmx0.001mm | 0
MTY293-254-10 | Mitutoyo Digimatic Micrometer | Code No:293-254-10,200-225mmx0.001mm | 0
MTY293-255-10 | Mitutoyo Digimatic Micrometer | Code No:293-255-10,225-250mmx0.001mm | 0
MTY293-330 | Mitutoyo Coolant Proof Dgt Micrometer | Code No:293-330,1"x0.00005"/25mmx0.001mm | 0
MTY293-330-30 | Mitutoyo MDC-1"MX | Code No: 293-330-30 | 5
MTY293-331-30 | Mitutoyo Dgt Coolant Proof Micrometer | 293-331,1"-2"x.00005"/25-50x0.001mm | 0
MTY293-332 | Mitutoyo Digimatic Micrometer | 293-332,2"-3"x.00005"/50-75x0.001mm | 0
MTY293-332-30 | Mitutoyo Digimatic Micrometer,SPC Output | Code No: 293-332-30 | 0
MTY293-333-30 | DM MICROMETER MDC-4"MJ |  | 0
MTY293-334-30 | Mitutoyo Dgmt Coolant Micrometer | Code NO:293-334-30,25x0.001mm/1"x0.00005 | 0
MTY293-335-30 | Mitutoyo Dgt Micrometer,friction thimble | Range:0-1"/0-25mmx0.001mm/0.0005" | 0
MTY293-340 | Mitutoyo Digimatic Micrometer | Code No:293-340,1"x.00005"/25x0.001mm | 0
MTY293-340-30 | Mitutoyo Digimatic Micrometer | Code No:293-340-30,1"x.00005"/25x0.001mm | 7
MTY293-341 | Mitutoyo Digimatic Micrometer | Code: 293-341,25-50x0.001mm/1-2"x.00005" | 0
MTY293-341-30 | Mitutoyo Digimatic Micrometer | 293-341-30,25-50x0.001mm/1-2"x.00005" | 1
MTY293-342 | Mitutoyo Digimatic Indicator | 293-342,2"-3"x0.00005"/50-75mmx0.001mm | 0
MTY293-342-30 | Mitutoyo Digimatic Micrometer | 293-342-30,50-75x0.001mm/2"-3"x0.00005" | 1
MTY293-343 | Mitutoyo Digimatic Micrometer | 293-343,3"-4"x.00005"/75-100mmx0.001mm | 0
MTY293-343-30 | Mitutoyo Digimatic Micrometer IP65 | 293-343-30,3"-4"x.00005"/75-100mmx0.001m | 0
MTY293-348-30 | Mitutoyo Dgmt Micrometer,IP65 | 293-348-30,25mmx0.001mm/1"x.00005" | 0
MTY293-350-10 | Mitutoyo DM MICROMETER MDC-5"MJB | Code No: 293-350-10 | 0
MTY293-350-30 | Mitutoyo Coolant Proof Micrometer | Code No: 293-350-30,100-125mm/4"-5" | 0
MTY293-351-10 | Mitutoyo Digimatic Micrometer.293-351-10 | 5-6"x0.0001"/125-150mmx0.001mm | 0
MTY293-351-30 | Mitutoyo Digimatic Micrometer | Code No:293-351-30 | 0
MTY293-352-10 | Mitutoyo Coolant Proof Micrometer | 150-175mmx0.001mm/6"-7"x.00005" | 0
MTY293-353-30 | Mitutoyo Coolant Proof Dgt Micrometer | 175-200mmx0.001mm/7"-8"x0.0001" | 0
MTY293-354-30 | Mitutoyo Coolant Proof Micrometer | Code No: 293-354-10 8"-9"/200-225mm | 0
MTY293-355-10 | Mitutoyo Coolant Proof Micrometer | Code No: 293-355-10 9"-10"/225-250mm | 0
MTY293-356-30 | Mitutoyo Coolant Proof Micrometer | Code No: 293-356-10 10"-11"/250-275mm | 0
MTY293-357-30 | Mitutoyo Coolant Proof Micrometer | Code No: 293-357-10 11"-12"/275-300mm | 0
MTY293-661-10 | DM MICROMETER MDQ-30 |  | 0
MTY293-666 | Mitutoyo Quickmike Digimatic Micrometer | Code No: 293-666, 30mmx0.001mm | 0
MTY293-667 | Mitutoto Quickmike IP54 | Code No:293-667,Range:25-55mmx0.001mm | 1
MTY293-668 | Mitutoyo ASB Quickmike Dgmt Micrometer | Code No: 293-668, 50-80mmx0.001mm | 0
MTY293-669 | Mitutoyo Quickmike | Code No: 293-669 Range: 75-105mm | 0
MTY293-676 | Mitutoyo Quickmike ABS Dgmt Micrometer | 293-676, 0-1.2"x0.00005"/0-30mmx0.001mm | 0
MTY293-677 | Mitutoyo Quickmike Dgmt Microscope | Code No: 293-677,1"-2.2"/25-55mm | 0
MTY293-821 | Mitutoyo Digimatic Micrometer | Code No: 293-821(Range 0-25mmx0,001 mm) | 0
MTY293-821-30 | Mitutoyo Digimatic Micrometer | Code No: 293-821-30,0-25mmx0.001mm | 0
MTY293-831 | Mitutoyo Dgt Micrometer (in/mm) | Code: 293-831,0-1"x.00005"/25x0.001mm | 0
MTY293-831-30 | Mitutoyo Digimatic Micrometer | 293-831-30,0-1"x.00005"/25x0.001mm | 0
MTY293-832 | Mitutoyo Dgt Micrometer 0-1"/0-25mm | Code No: 293-832 | 0
MTY293-832-30 | Mitutoyo DM MICROMETER MDC-1"SFB | Code No: 293-832-30 | 2
MTY293-960-30 | Mitutoyo Digital Micrometer | Code No: 293-960-30,(293-330,331&332) | 0
MTY293-961-30 | Mitutoyo Digital Micrometer | Code No: 293-961-30(293-330,331,232,333) | 0
MTY293-963 | Mitutoyo Coolant Proof Micrometer | Code No: 293-963 Set | 0
MTY293-963-30 | Mitutoyo Dgmt Micrometer Set 293-963-30 | (293-230,231,232v & 233) | 0
MTY295-115 | Mitutoyo MICROMETER BMS-25K | Code No: 295-115 | 0
MTY295-215 | Mitutoyo MICROMETER BMD-25K | Code No: 295-215 | 0
MTY295-253 | Mitutoyo Tube Micrometer | Code No: 295-253,0-1"x0.0001" | 0
MTY2952S | Mitutoyo Dial Indicator,30mmx0.01mm | Code No: 2952S | 0
MTY2960T | Mitutoyo Dial Indicator | Code No:2960T, 1mm(1.27mm)x0.01mm | 0
MTY2972TB | Mitotuyo Dial Indicators | Code No : 2972TB | 0
MTY300201 | Mitutuyo ANVIL,295 | Code No: 300201 | 0
MTY301336 | Mitutoyo Spanner | Code no: 301336 | 0
MTY301655 | Mitutoyo Extension Rod, 1",7217 | Code No: 301655 | 0
MTY301657 | Mitutoyo Extension Rod 2" | Code No:301657 | 0
MTY302-701-1E | Mitutoyo Profile Projector | Code No: 302-701-1E,PJ-A3010F-200(MM) | 0
MTY302-703-1E | Mitutoyo Profile Projector | Code No: 302-703-1E,PJ-A3010F-100(MM) | 0
MTY303611 | Mitutoyo ROD 10MM,7211 | Code No: 303611 | 0
MTY303612 | Mitutoyo ROB 20MM,7211 | Code No: 303612 | 0
MTY303613 | Mitutoyo ROD 30mm, | Code No: 303613 | 1
MTY303614 | Mitutoyo Rod 100mm | Code No:303614 | 0
MTY303949 | Mitutoyo Key,145 | Code No:303949 | 0
MTY303954 | Mitutoyo Anvil No.5 | Code NO:303954 | 0
MTY303956 | Mitutoyo ANVIL NO.1 (INCH),104 | Code No: 303956 | 0
MTY303957 | Mitutoyo ANVIL NO.2 (INCH),104 | Code No: 303957 | 0
MTY303958 | Mitutoyo ANVIL NO.3 (INCH),104 | Code No: 303958 | 0
MTY303959 | Mitutoyo ANVIL NO.4 (INCH),104 | Code No: 303959 | 0
MTY303960 | Mitutoyo ANVIL NO.5 (INCH),104 | Code No: 303960 | 0
MTY303972 | Mitutoyo Bushing Anvil,104 | Code No: 303972 | 0
MTY304005 | Mitutoyo Anvils | Code No: 304005 | 0
MTY304006 | Mitutoyo Anvils | Code No:304006 | 0
MTY304007 | Mitutoyo Anvils | Code No:304007 | 0
MTY304008 | Mitutoyo Anvils | Code No:304008 | 0
MTY304009 | Mitutoyo Anvils | Code No:304009 | 0
MTY304055 | Mitutoyo Key Screw | Code No:304055 | 0
MTY304147 | Mitutoyo Rod 90mm/7213 | Code No: 304147 | 0
MTY3046S | Mitutoyo Dial Indicator Long Stroke Type | Code No:3046S,Range:10mmx0.01mm | 0
MTY3046SB | Mitutoyo Dial Indicator,Flat-Back | Code No:3046SB,Range:10x0.01mm | 0
MTY3050S | Mitutoyo Dial Indicator | Code No: 3050S, 20mmx0.01mm | 0
MTY3052S-19 | Mitutoyo Dial Indicator,30x0.01mm | Code No: 3052S-19 | 1
MTY3052SB-19 | Mitutoyo Dial Indicator,30x0.01mm | Code No: 3052SB-19 | 0
MTY305378 | Mitutoyo Anvil 112H | Code No:305378 | 0
MTY3058S-19 | Mitutoyo Dial Indicator | Code No: 3058S-19, 50mmX0.01mm | 2
MTY3058SB-19 | Mitutoyo Dial Indicator,Flat-Back | Code No:3058SB-19,50mmx0.01mm | 0
MTY3060S-19 | Mitutoyo Dial Indicator | Code No: 3060S-19 Range: 80 x 0.01mm | 0
MTY3062S-19 | DIAL INDICATOR DG0.01-100MM |  | 0
MTY306560 | Mitutoyo Anvil (T-0.75),422M | Code No: 306560 | 0
MTY306561 | Mitutoyo ANVIL (T-0.4),422M | Code No:306561 | 0
MTY306563 | Mitutoyo Anvil(0.4w),422-111 | Code No:306563 | 0
MTY307438 | Mitutoyo Stater Assy | Code No:307438 | 0
MTY307516 | Mitutoyo Set screw | Code No:307516 | 0
MTY307773 | Mitutoyo Ring,Spring | Code No:307773 | 0
MTY3109S-10 | Mitutoyo Dial Incator | Code No: 3109S-10,1mm(0.2mm)x0.001mm | 0
MTY313-101 | Mitutoyo 3-Wire Unit Set | Code No: 313-101 18set,0.170-3.200ø6.35 | 0
MTY314-251-30 | Mitutoyo Dgt V-Anvil Micrometer | Code No: 314-251-10, 1-15x0.001mm | 0
MTY314-252-10 | Mitutoyo DM MICROMETER VM3-25MB | Code No: 314-252-10 | 0
MTY314-253-10 | Mitutoyo V-Anvil Micrometer | Code No: 314-253-10, 25-40x0.001mm | 0
MTY314-351-30 | Mitutoyo DM MICROMETER VM3-.6"MB | Code No: 314-351-10 | 0
MTY317-251 | Mitutoyo Digital "Uni-Mike" Micrometer | Dgt Model With ratchet stop,25x0.01mm | 0
MTY323-250 | Mitutoyo Dgt Disk Micrometer | Code No: 323-250 | 0
MTY323-250-30 | Mitutoyo Digimatic Disc Micrometer | Code No:323-250-30 | 1
MTY323-251 | Mitutoyo Disk Micrometer 25-50mm | Code No : 323-251 | 0
MTY323-252 | Mitutoyo Digimatic Disk Micrometer | Code No: 323-252,50-75mmx0.001mm | 0
MTY323-350 | Mitutoyo Digimatic Disk Micrometer | Code No: 323-350,25x0.001mm/1"x0.00005" | 0
MTY323-350-30 | Mitutoyo Digimatic Disk Micrometer | Code No:323-350-30,25/1"x0.001mm/0.0005" | 0
MTY323-351 | Mitutoyo DM Micrometer SPM-2"MJ | Code No:323-351 | 0
MTY323-351-30 | Mitutoyo Dgmt Disk Micrometer | 323-351-30,25-50mmx0.001mm/1"-2"x.00005" | 0
MTY324-251-10 | Mitutoyo Dgmt Gear Tooth Micrometer | Code No: 324-251-10, 25mmx0.001mm | 0
MTY324-251-30 | Mitutoyo Dgmt Gear Tooth Micrometer | Code No: 324-251-30,25mmx0.001mm | 1
MTY324-252-30 | Mitutoyo Digimatic Gear Tooth Micrometer | Code No: 324-252-10, 25-50mmx0.001mm | 0
MTY324-351-10 | Mitutoyo Dgmt Gear Tooth Micrometer | Code No:324-351-10,25x0.001mm/1"x.00005" | 0
MTY324-351-30 | Mitutoyo Gear Tooth Micrometer | Code No: 324-351-30 | 0
MTY326-251-10 | Mitutoyo Screw Thread Micrometer | Code No: 326-251-10 Range:0-25mmx0.001mm | 0
MTY326-251-30 | Mitutoyo Screw Thread Micrometer | Code No: 326-251-30,Range:0-25mmx0.001mm | 0
MTY326-252-30 | Mitutoyo Screw Thread Micrometer | Code No:326-252-10, 25-50x0.001mm | 1
MTY326-253-10 | Mitutoyo Screw Thread Micrometer | Code No:326-253-10, 50-75x0.001mm | 0
MTY326-254-10 | Mitutoyo Screw Thread Micrometer | Code No:326-25410, 75-100x0.001mm | 0
MTY326-351-10 | Mitutoyo Screw Thread Micrometer | Code No:326-351-10 0-1"/0-25mmx0.001m | 0
MTY326-351-30 | Mitutoyo Screw Thread Micrometer | Code No:326-351-30 0-1"/0-25mmx0.001m | 1
MTY326-352-10 | Mitutoyo Screw Thread Micrometer | Code No: 326-352-10,25-50mm/1"-2" | 0
MTY326-353-30 | Mitutoyo Screw Thread Micrometer | Code No: 326-353-10,50-75mm/2"-3" | 0
MTY326-354-30 | Mitutoyo Screw Thread Micrometer | Code No: 326-354-10,75-100mm/3"-4" | 0
MTY329-250-10 | Mitutoyo Digital Depth Micrometer | 0-150X0.001mm (INT.Rod Type)329-250-1 | 0
MTY329-250-30 | Mitutoyo Dgmt Micrometer | Code No: 329-250-30,150mmx0.001 mm | 0
MTY329-251-30 | Mitutoyo Digimatic Depth Micrometer | Code No: 329-251-10, 0-300mmx0.001mm | 0
MTY329-350-10 | Mitutoyo Digimatic Depth Micrometer | Code No:329-350-10 6"x.00005/150x0.001mm | 0
MTY329-350-30 | Mitutoyo DM MICROMETER DMC4-6"MB | Code No: 329-350-30 | 0
MTY329-351-30 | Mitutoyo Digimatic Depth Micrometer | Code No:329-351-10 12"x.00005/300x0.001m | 0
MTY331-251 | Mitutoyo Digimatic Spline Micrometer | Code No:331-251,Range:0-25mmx0.001mm | 0
MTY331-251-30 | Mitutoyo Dgmt Spline Micrometer | Code No: 331-251-30,25mmx0.001mm,Type A | 1
MTY331-252 | Mitutoyo Dgmt Spline Micrometer,Type A | Code No: 331-252,25-50mmx0.001mm | 0
MTY331-252-30 | Mitutoyo Dgmt Spline Micrometer,Type A | Code No: 331-252-30,25-50mmx0.001mm | 0
MTY331-253 | Mitutoyo Spline Micrometer | Code No: 331-253 | 0
MTY331-253-30 | Mitutoyo Dgmt Spline Micrometer,Type A | Code No: 331-253-30,50-75mmx0.001mm | 0
MTY331-254 | Mitutoyo Dgmt Spline Micrometer,Type A | Code No: 331-254,75-100mmx0.001mm | 0
MTY331-254-30 | Mitutoyo DIGIMATIC SPLINE MICROMETER | Code No:331-254-30 | 0
MTY331-261 | Mitutoyo Spline Micrometer | Code No: 331-261,0-25mm x 0.001mm | 0
MTY331-261-30 | Mitutoyo Dgmt Spline Micrometer,Type B | Code No:331-261-30,25mmx0.001mm | 1
MTY331-262-30 | Mitutoyo Dgmt Spline Micrometer,Type B | Code No: 331-262-30,25-50mmx0.001mm | 0
MTY331-263-30 | Mitutoyo Dgmt Spline Micrometer,Type B | Code No: 331-263-30,50-75mmx0.001mm | 0
MTY331-264-30 | Mitutoyo Dgmt Spline Micrometer,Type B | Code No: 331-264-30,75-100mmx0.001mm | 0
MTY331-351 | Mitutoyo Digimatic Spline Micrometer | Code No 331-351, 25x0.001mm/1"x0.00005" | 0
MTY331-351-30 | Mitutoyo Dgmt Spline Micrometer,Type A | Code No:331-351-30,1"x.00005"/25x0.001mm | 1
MTY331-352 | Mitutoyo Dgmt Spline Micrometer,Type A | 331-352,1"-2"x.00005"/25-50x0.001mm | 0
MTY331-352-30 | Mitutoyo Dgmt Spline Micrometer,Type A | 331-352-30,1"-2"x.00005"/25-50x0.001mm | 0
MTY331-353-30 | Mitutoyo Dgmt Spline Micrometer,Type A | 331-353-30, 2"-3"x.00005"/50-75x0.001mm | 0
MTY331-354-30 | Mitutoyo Dgmt Spline Micrometer,Type A | 331-354-30,75-100x0.001mm/3"-4"x.00005" | 0
MTY331-361 | Mitutoyo Digimatic Spline Micrometer | Code No: 331-361,25x0.001mm/1"x0.00005" | 0
MTY331-361-30 | Mitutoyo Dgmt Spline Micrometer,Type B | 331-361-30, 1"x.00005"/25x0.001mm | 1
MTY331-362-30 | Mitutoyo Dgmt Spline Micrometer,Type B | 331-362-30, 1"-2"x.00005"/25-50x0.001mm | 0
MTY331-363-30 | Mitutoyo Dgmt Spline Micrometer,Type B | 331-363-30,2"-3"x.00005"/50-75x0.001mm | 0
MTY331-364-30 | Mitutoyo Dgmt Spline Micrometer,Type B | 331-364-30,3"-4"x.00005"/75-100x0.001mm | 0
MTY337-101 | Mitutoyo Dgmt Inside Micrometer | Code No: 337-101, 200-225mmx0.001mm | 0
MTY337-301 | Mitutoyo Digimatic Inside Micormeter | Code No:337-301 Range:200-1000mmx0.001mm | 0
MTY337-302 | Mitutoyo Tubular Inside Micrometer | Code No: 337-302,150-300mmx0.001mm | 0
MTY337-303 | Mitutoyo Tubular Inside Micrometer | Code No: 337-303, 8"-40"x0.0001" | 0
MTY337-304 | Mitutoyo Tubular Inside Micrometer | Code No: 337-304 Range:8"-60" | 0
MTY339-301 | Mitutoyo Inside Micrometer | Range:200-1000mmx0.001mm,Extension Pipe | 0
MTY339-302 | Mitutoyo Tubular Inside Micrometer | Code No:339-302,Range:200-2000mmx0.001mm | 0
MTY339-303 | Mitutoyo Tubular Inside Micrometer | Code No:339-303,200-1000mm8"-40"x0.001" | 0
MTY339-304 | Mitutoyo Tubular Inside Micrometer | Code No:339-304,Range:8"-80"x0.0001" | 0
MTY340-251-10 | Mitutoyo Digimatic Outside Micrometer | Code No: 340-251-10 0-150mmx0.001,6pcs | 0
MTY340-251-30 | Mitutoyo OMC-150MX | Code No: 340-251-30 | 0
MTY340-252-10 | Mitutoyo Outside Micrometer (Digimatic) | Code No: 340-252-10 150-300mmx0.001,6pcs | 0
MTY340-252-30 | Mitutoyo Dgmt Mivometer | Code No: 340-252-30 | 0
MTY340-351-30 | Mitutoyo Outside Micrometer (Digimatic) | With Interchangeable Anvils,6"/150mm | 0
MTY340-352-30 | Mitutoyo Outside Micrometer (Dgt Model) | Code: 340-352-10 Range: 6"-12" | 1
MTY340-520 | Mitutoyo Outside Micrometer (Digimatic) | Code No: 340-520 300-400mmx0.001,4pcs | 0
MTY340-521 | Mitutoyo Outside Micrometer (Digimatic) | Code No: 340-521 400-500mmx0.001,4pcs | 1
MTY340-522 | Mitutoyo Outside MIcrometer (Digimatic) | Code No: 340-522 Range: 500-600mm | 0
MTY340-523 | Mitutoyo LCD Outside Micrometer | Code No: 340-523, 600-700mmx0.001mm | 0
MTY340-524 | Mitutoyo Digimatic Outside Micrometer | Code No: 340-524, 700-800mmx0.001mm | 0
MTY340-720 | Mitutoyo Outside Micrometer (Dgtl Model) | Code No: 340-720 Range: 12"-18" | 0
MTY340-721 | Mitutoyo Dgt Outside Micrometer | Code No: 340-721,18"-24"/400mm-500mm | 0
MTY340-722 | Mitutoyo Outside Micrometer (Dgtl Model) | Code No: 340-722 Range: 24"-30" | 0
MTY342-251 | Mitutoyo LCD Point Micrometer, | Code No: 342-251 0-25mmX0.001mm | 0
MTY342-251-10 | Mitutoyo Gear Tooh Micrometer | Code No: 342-251-10 | 0
MTY342-251-30 | Mitutoyo Digimatic Point Micrometer | Code No:342-251-30 | 1
MTY342-252 | Mitutoyo DM Micrometer CPM15-50MJ | Code No: 342-252 | 0
MTY342-252-30 | Mitutoyo Dgmt Micrometer | Code No: 342-252-30 | 0
MTY342-253-30 | Mitutoyo Dgt Point Micrometer | Code No: 342-253,50-75mmx0.001mm | 0
MTY342-261 | Mitutoyo Point Micrometers,0-25mm | Code No: 342-261 | 0
MTY342-261-30 | Mitutoyo Dgmt Point Micrometer | Code No: 342-261-30,25mmx0.001mm | 0
MTY342-262-30 | Mitutoyo DM Micrometer CPM30-50MJ | Code No: 342-262 | 0
MTY342-263 | DIGITAL MICROMETER CPM30-75MJ | Code No: 342-263 | 0
MTY342-263-30 | Mitutoyo Digital Micrometer | Code No: 342-263-30 | 0
MTY342-271 | Mitutoyo Digimatic Micrometer | Code No: 342-271,0-20mmx0.001mm | 0
MTY342-271-30 | MITUTOYO DIGIMATIC CRIMP MICROMETER | Code No: 342-271-30 | 0
MTY342-351 | Mitutoyo Digimatic Point Micrometer | (0-1”(0-25mm)/.00005”/0.001mm,point 15 | 0
MTY342-351-30 | Mitutoyo Dgmt Point Micrometer | (0-1”(0-25mm)/.00005”/0.001mm, | 0
MTY342-352-30 | Mitutoyo Point Micrometer | Code No: 342-352 Range: 1"-2"Point15 | 0
MTY342-353 | Mitutoyo Point Micrometer | Code No: 342-353 Range: 2"-3"Point15 | 0
MTY342-353-30 | Mitutoyo Point Micrometer | Code No: 342-353-30 | 0
MTY342-354 | Mitutoyo Point Micrometer | Code No: 342-354 Range: 3"-4"Point15 | 0
MTY342-361-30 | Mitutoyo Digital Point Micrometer | Code No:342-361,1"x0.00005"/25mmx0.001mm | 0
MTY342-362-30 | Mitutoyo DM MICROMETER CPM30-2"MJ | Code No: 342-362 | 1
MTY342-364 | Mitutoyo Digital Point Micrometer | Code No:342-364 3"~4"x.00005" | 0
MTY342-371 | Mitutoyo Crimp Height Microscope | Code No: 342-371,20x0.001mm/0.8x0.00005" | 0
MTY342-371-30 | Mitutoyo Crimp Height Micrometers | Code No:342-371-30 | 0
MTY342-451 | Mitutoyo DM MICROMETER CHM-15QM | Code No: 342-451 | 0
MTY343-250 | Mitutoyo DM MICROMETER OMP-25M | Code No: 343-250 | 0
MTY343-250-30 | Mitutoyo DM MICROMETER OMP-25M | Code No: 343-250-30 | 0
MTY343-353-30 | Mitutoyo CPM15-3"MX | Code No: MTY343-353-30 | 0
MTY345-250-10 | Mitutoyo Inside Micrometer Caliper Type | Code No: 345-250-10 Range: 5-30mm | 0
MTY345-250-30 | Mitutoyo I/S Micrometer | Code No:345-250-30,5-30mmx0.001mm | 0
MTY345-251-10 | Mitutoyo Digital Inside Micrometer | Code No:345-251-10,25-50mm | 0
MTY345-251-30 | Mitutoyo Dgmt Mivometer | Code No: 345-251-30 | 0
MTY345-350-30 | Mitutoyo Digital Inside Micrometer | Code No: 345-350-10 | 0
MTY345-351-30 | Mitutoyo Digital Inside Micrometer | 345-351-10,1"-2"x0.00005"/25-50x0.001mm | 0
MTY350-251-30 | Mitutoyo Digimatic Micrometer Head | Code No:350-251-10 Range:0-25mmx0.001mm | 0
MTY350-252-10 | Mitutoyo Digimatic Micrometer Heads | Code No: 350-252-10, Range:25x0.001mm | 0
MTY350-261-30 | Mitutoyo Micrometer Head | Code No: 350-261-30,0-25mmx0.001mm | 0
MTY357651 | Mitutoyo AC Adapter (without power code) | Code No: 357651 | 0
MTY359-508-9E | Mitutoyo CNC Non-Contact Vision | Measuring Machine,QS250Z, 359-508-9E | 0
MTY359-703E | Mitutoyo Manual Vision Measuring System | Code No: 359-703E,QS-L2010Z/AFB | 0
MTY361-824-1E | Mitutoyo Vision Measuring System | Model: QI-A2017B Code No: 361-824-1E | 0
MTY368-001 | Mitutoyo Holtest Two Point | Code No:368-001,Range:2-2.5mmx0.001mm | 0
MTY368-003 | Mitutoyo Holtest 3-4mm | Code No: 368-003 | 0
MTY368-004 | Mitutoyo Holtest,4-5mm | Code No: 368-004 | 0
MTY368-005 | Mitutoyo Holtest,5-6mm | Code No: 368-005 | 0
MTY368-161 | Mitutoyo Holtest,6-8mm | Code No: 368-161 | 0
MTY368-162 | Mitutoyo Holtest,8-10mm | Code No: 368-162 | 0
MTY368-163 | Mitutoyo Holtest Internal Micrometer | COde No: 368-163 (10-12mm) | 0
MTY368-164 | Mitutoyo Holtest,12-16mm | Code No: 368-164 | 0
MTY368-165 | Mitutoyo Holtest,16-20mm | Code No: 368-165 | 0
MTY368-166 | Mitutoyo 3 Point Internal Micrometer | Code No: 368-166 20-25mmx0.005mm | 0
MTY368-167 | Mitutoyo 3 Point Internal Micrometer | Code No: 368-167, 25-30mmx0.005mm | 0
MTY368-168 | Mitutoyo 3 Point Internal Micrometer | Code No: 368-168, 30-40mmx0.005mm | 0
MTY368-169 | Mitutoyo Holtest (Three-point) | Code No: 368-169,40-50mmx0.005mm | 0
MTY368-170 | Mitutoyo Holtest (Three-point) | Code No: 368-170, 50-63mmx0.005mm | 0
MTY368-172 | Mitutoyo Analog Holtest 3-points | 368-172 75-88mmx0.005mm | 0
MTY368-173 | Mitutoyo Analog Holtest 3-points | Code No:368-173,87-100mmx0.005mm | 0
MTY368-174 | Mitutoyo Analog Three-Point Micrometer | Code No: 368-174, 100-125mmx0.005mm | 0
MTY368-179 | Mitutoyo Holtest (Individuals) | Code No: 368-179 Range: 225-250mm | 0
MTY368-180 | Mitutoyo Holtest (Individuals) | Code No: 368-180 Range: 250-275mm | 0
MTY368-181 | Mitutoyo Holtest (Individuals) | Code No: 368-181 Range: 275-300mm | 0
MTY368-261 | Mitutoyo Holtest (Three-Point) | Code No: 368-261, 0.275-0.35"X.0001" | 0
MTY368-262 | Mitutoyo Holtest | Code No:368-262 Range:.35"-425"x.0001" | 0
MTY368-263 | Mitutoyo Holtest | Code No:368-263 Range:.425"-.5"x.0001" | 0
MTY368-264 | Mitutoyo Holtest | Code No:368-264 Range:.5"-.65"x.0002" | 0
MTY368-265 | Mitutoyo Holtest | Code No:368-265 Range:.65"-.8"x.0002" | 0
MTY368-266 | Mitutoyo Holtest Three-point Micrometer | Code No: 368-266, 0.8"-1"x0.0002" | 0
MTY368-269 | Mitutoyo Three-point Micrometer | Code No: 368-269,1.6"-2"x0.0002" | 0
MTY368-270 | Mitutoyo Three-point Micrometer | Code No: 368-270, 2"-2.5"x0.0002" | 0
MTY368-272 | Mitutoyo Holtest | Code No:368-272 Range:3"-3.5"x.0002" | 0
MTY368-372 | Mitutoyo Holtest(Type ll)3"-3.5"x0.0002" | Three-point Internal Micrometer,368-872 | 0
MTY368-764 | Mitutoyo HOLTEST HT2-16R | COde No: 368-764 | 0
MTY368-765 | Mitutoyo HOLTEST HT2-20R | COde No: 368-765 | 0
MTY368-766 | Mitutoyo HOLTEST HT2-25R | COde No: 368-766 | 0
MTY368-767 | Mitutoyo HOLTEST HT2-30R | COde No: 368-767 | 0
MTY368-768 | Mitutoyo HOLTEST HT2-40R | COde No: 368-768 | 0
MTY368-769 | Mitutoyo HOLTEST HT2-50R | COde No: 368-769 | 0
MTY368-770 | Mitutoyo Holtest,50-63mmx0.005mm | Three-point Internal Micrometers | 0
MTY368-771 | Mitutoyo HOLTEST HT2-75R | Code No: 368-771 | 0
MTY368-772 | Mitutoyo Holtest | Code No:368-772,Range:75-88mm | 0
MTY368-773 | Mitutoyo Holtest Three-Point Micrometer | Code No: 368-773,87-100mmx0.005mm | 0
MTY368-774 | Mitutoyo Holtest | Code No:368-774,Range:100-125mm | 0
MTY368-775 | Mitutoyo Holtest | Code No:368-775,Range:125-150mm | 0
MTY368-777 | Mitutoyo Holtest (Type 11) | Code No: 368-777 Range:175-200mm | 0
MTY368-778 | Mitutoyo Holtest (Three-point Internal | Microscope) 200-225mmx0.005mm | 0
MTY368-779 | Mitutoyo Holtest (Three-point Internal | Micrometer),225-250mmx0.005mm | 0
MTY368-780 | Mitutoyo Holtest (Three-point Internal | Micrometer),250-275mmx0.005mm | 0
MTY368-781 | Mitutoyo Holtest (Three-point Internal | Micrometer),275-300mmx0.005mm | 0
MTY368-864 | Mitutoyo Holtest,0.5"~0.65" | Code No: 368-864 | 0
MTY368-867 | Mitutoyo Holtest,1"~1.2" | Code No: 368-867 | 0
MTY368-870 | Mitutoyo Holtest(Type ll)2"-2.5"x0.0002" | Three-point Internal Micrometer,368-870 | 0
MTY368-871 | Mitutoyo Holtest(Type ll)2.5"-3"x0.0002" | Three-point Internal Micrometer,368-871 | 0
MTY368-872 | Mitutoyo Holtest(Type ll)3"x3.5"x0.0002" | Three-Point Internal Micrometer,368-872 | 0
MTY368-873 | Mitutoyo Holtest(Type ll)3.5"-4"x0.0002" | Three-Point Internal Micrometer,368-873 | 0
MTY368-874 | Mitutoyo Holtest,4"-5"x0.0002" | Three-point Internal Micrometers | 0
MTY368-875 | Mitutoyo Holtest(Type ll)5"-6"x0.0002" | Three-Point Internal Micrometer,368-875 | 0
MTY368-906 | Mitutoyo Holtest (Two Point) | Code No: 368-906 (2-3mm) | 0
MTY368-907 | Mitutoyo Holtest (Two Point) | Code No: 368-907 (3-6mm) | 0
MTY368-911 | Mitutoyo Three Point Inside Micrometer | Code No: 368-911 | 0
MTY368-912 | "MITUTOYO HOLTEST (COMPLETE SET) | Code No: 368-912, Range:12-20-0.005mm | 0
MTY368-913 | Mitutoyo Holtest Set | Code No:368-913,Range:20-50mmx0.005mm | 0
MTY368-914 | Mitutoyo Holtest,Range: 50-100mm | Code No: 368-914 | 0
MTY368-915 | Mitutoyo Holtest | Code No: 368-915 Range: 100-200mm | 0
MTY368-916 | Mitutoyo Three-point Internal Micrometer | Code No: 368-916,0.275"-0.5"x0.0001" | 0
MTY368-917 | Mitutoyo Three-point Internal Micrometer | Code No: 368-917,0.5"-0.8"x0.0002" | 0
MTY368-918 | Mitutoyo Three-point Internal Micrometer | Code No: 368-918,0.8"-2"x0.0002" | 0
MTY368-919 | Mitutoyo Three-point Internal Micrometer | Code No: 368-919,2"-4"x0.0002" | 0
MTY368-920 | Mitutoyo Three-point Internal Micrometer | Code No: 368-920,4"-8"x0.0002" | 0
MTY368-992 | Mitutoyo Holtest | Code No:368-992,Range:20-25mmx0.005mm | 0
MTY368-993 | Mitutoyo Holtest (Type II)Range:50-100 | Code No: 368-993 | 0
MTY368-997 | Mitutoyo Holtest | Code No: 368-997, 2"-4"x0.0002" | 0
MTY368-998 | Mitutoyo Holtest(Type ll)4"-8"x.0002" | Three-point Internal Micrometer368-998 | 0
MTY369-250 | Mitutoyo Disk Micrometer | Code No: 369-250,0-25mmx0.001mm | 0
MTY369-250-30 | Mitutoyo Digimatic Micrometer | Code No: 369-250-30 | 0
MTY369-252 | Dgmt Non Rotating Disk Micrometer | Code No: 369-252,50-75x0.001mm | 0
MTY369-252-30 | Mitutoyo Dgmt Disk Micrometer | Code No: 369-252-30,50-75mmx0.001mm | 0
MTY369-350 | Mitutoyo Digimatic Disc Micrometer | Code No:369-350,25mm/1"x0.001mm/0.0005" | 0
MTY369-350-30 | Mitutoyo Digimatic Disc Micrometer | Code No:369-350-30,25mm/1"x0.001mm/0.00 | 3
MTY369-351 | Mitutoyo Disk Micrometer,369-351 | Non-Rotating Spindle Type.1"-2"/25-50mm | 0
MTY369-352 | Mitutoyo Disk Micrometer,369-352 | Non-Rotating Spindle Type.2"-3"/50-75mm | 0
MTY369-353 | Mitutoyo Disk Micrometer,369-353 | Non-Rotating Spindle Type.3"-4"/75-100mm | 0
MTY369-411 | Mitutoyo Quickmike Disk Micrometer | Code No:369-411,Range:30x0.001mm | 0
MTY375-034-1 | Mitutoyo ML 5X Objective Lens/MF | Code No: 375-034-1 | 0
MTY375-037-1 | Mitutoyo ML 3X Objective Lens/MF | Code No: 375-037-1 | 0
MTY375-056 | Mitutoyo Micro-Scale For MF | Code No: 375-056 | 0
MTY378-806-3 | M Plan Apochromat Brightfield Objectives | Code No: 378-806-3, Mag.100X | 0
MTY378-815-4 | M Plan Apochromat High Resolution | Brightfield Objectives,378-815-4 | 0
MTY381349 | Mitutoyo Glass Plate (196x96)-PJ303-150 | Code No: 381349 | 0
MTY383038 | Mitutoyo Bulb 24V 2W,TM500 | Code No:383038 | 0
MTY389-251 | Mitutoyo Dgmtic Sheet Metal Micrometer | Code No: 389-251 Range: 0-25mmx0.001mm | 0
MTY389-251-30 | Mitutoyo Sheet Metal Micrometer | Code No:389-251-30 | 0
MTY389-261 | Mitutoyo Sheet Metal Micrometer | Code No: 389-261,0-25mmx0.001mm(S-F) | 0
MTY389-271 | Mitutoyo Sheet Metal Micrometer,0-25mm | Spherical anvil & spherical spindle | 0
MTY389-351 | Mitutoyo Sheet Metal Micrometer(0-1") | Code No: 389-351 | 0
MTY389-351-30 | Mitutoyo Dgmt Sheet Metal Micrometer | Code No:389-351-30,25x0.001mm/1"x.00005" | 1
MTY389-361 | Mitutoyo Sheet Metal Micrometer | Code No: 389-361, 1"x0.00005/25x0.001mm | 0
MTY389-371 | Mitutoyo Digimatic Sheet Micrometer | Code No: 389-371,1"x0.00005"/25x0.001mm | 0
MTY389-514 | Mitutoyo Sheet Metal Micrometer | Code No:389-514,25x0.001mm,F-F | 0
MTY389-714 | Mitutoyo Sheet Metal Micrometer | Range:25mmx0.001mm/1"x0.00005",F-F | 0
MTY390681 | Mitutoyo CLAMP SCREW,156 | Code No: 390681 | 0
MTY390682 | Mitutoyo CLAMP SCREW,156 | Code No: 390682 | 0
MTY395-251 | Mitutoyo Digimatic Tube Micrometer | Code No: 395-251,0-25mmx0.001mm | 0
MTY395-251-30 | Mitutoyo Digimatic Tube Micrometer | Code No: 395-251-30 | 0
MTY395-253-30 | Mitutoyo DIGITAL TUBE MICROMETR | Code No: 395-253 | 0
MTY395-261-30 | Mitutoyo Tube Micrometer,0-25mmx0.001mm | Code No: 395-261 | 0
MTY395-263-30 | Mitutoyo Tube Micrometer | Code No: 395-263 | 0
MTY395-271 | Mitutoyo Digimatic Tube Micrometer | (0-25mm/0.001mm,with spherical type) | 0
MTY395-271-30 | Mitutoyo Digimatic Tube Micrometer | Code No:395-271-30,0-25x0.001mm | 0
MTY395-272 | Mitutoyo Digimatic Tube Micrometer | Code No: 395-272,25-50mmx0.001mm | 0
MTY395-351-30 | Mitutoyo Digimatic Tube Micrometer | Code No:395-351,1"x0.00005"/25x0.001mm | 0
MTY395-362 | Mitutoyo Tube Micrometer | Code No:395-362,25mmx0.001mm/1"x0.00005" | 0
MTY395-371 | Mitutoyo Tube Micrometer | Code No: 395-371, 25x0.001mm/1"x0.00005" | 0
MTY395-371-30 | Mitutoyo Dgmt Tube Micrometer | Code No: 395-371-30 | 0
MTY395-372 | Mitutoyo Dgmt Tube Micrometer 25-50x0.0m |  | 0
MTY395-372-30 | Mitutoyo Dgmt Tube Micrometer | 395-372-30,25-50mmx0.001mm/1"-2"x.00005" | 0
MTY4046S | Mitutoyo | Code No: 4046S | 0
MTY406-250 | Mitutoyo Outside Digimatic Micrometer | Code No: 406-250, 25mmx0.001mm | 0
MTY406-250-30 | Mitutoyo DM Micrometer OMV-25M | Code No:406-250-30 | 0
MTY406-251 | Mitutoyo Outside Digimatic Micrometer | Code No: 406-251,25-50mmx0.001mm | 0
MTY406-251-30 | Mitutoyo DM MICROMETER | Code No: 406-251-30 | 0
MTY406-252 | Mitutoyo Dgt Outside Micrometer | Code No: 406-252, 50-75x0.001mm | 0
MTY406-252-30 | Mitutoyo Ouside Micrometer | Code No: 406-252-30, 50-75mmx0.01mm | 0
MTY406-253 | Mitutoyo Outside Micrometer | Code No: 406-253 Range: 75-100mm | 0
MTY406-253-30 | MITUTOYO OUTSIDE MICROMETER | RANGE: 75-100MM X 0.001 | 0
MTY406-350 | Mitutoyo Dgmt Outside Micrometer | Non-Rotating Spindle Type,25mm/1" | 0
MTY406-350-30 | Mitutoyo Straight Line Micrometer | Code No:406-350-30,25x0.001mm/1"x.00005" | 0
MTY422-230 | Mitutoyo Digimatic Blade Micromete | Code No: 422-230,0-25mmx0.001mm(Type A) | 0
MTY422-230-30 | Mitutoyo Digimatic Blade Micrometer | Code No:422-230-300-25mmx0.001mm(TypeA) | 0
MTY422-231 | Mitutoyo Digimatic Blade Micrometer | Code No: 422-231,25-50mmx0.001mm | 0
MTY422-231-30 | Mitutoyo Digimatic Blade Mirometer | Code No:422-231-30,Range:25-50mmx0.001mm | 1
MTY422-232 | Mitutoyo Blade Micrometer | Code No: 422-232 Range:50-75mmx0.001mm | 0
MTY422-232-30 | Mitutoyo Blade Micrometer,50-75mmx0.001m | Code No: 422-232-30 | 1
MTY422-233 | Mitutoyo Blade Micrometer | Code No: 422-233 Range:75-100mmx0.001mm | 0
MTY422-260 | Mitutoyo Digimatic Blade Micrometer | Code No: 422-260,0-25mmx0.001mm(Type B) | 0
MTY422-260-30 | Mitutoyo Digimatic Blade Micrometer | Code No:422-260-30 | 0
MTY422-261-30 | Mitutoyo DM MICROMETER BLM-50M/.4T | Code No: MTY422-261 | 0
MTY422-270 | Mitutoyo Digimatic Blade Micrometer | Code No: 422-270,0-25mmx0.001mm(Type C) | 0
MTY422-270-30 | Mitutoyo Digimatic Blade Micrometer | Code No:422-270-30 | 0
MTY422-271-30 | Mitutoyo Digimatic Blade Micrometer | Code No: 422-271,0-25mmx0.001mm(Type D) | 0
MTY422-330 | Mitutoyo Dgt Blade Micrometer,in/mm | Code No: 422-330 (0-25mm/0-1") | 0
MTY422-330-30 | Mitutoyo Dgmt Blade Micrometer | Code No: 422-330-30 | 1
MTY422-331-30 | Mitutoyo Blade Micrometer | Code No: 422-331 Range:1"-2",+-.00015" | 0
MTY422-332 | Mitutoyo Blade Micrometer | Code No: 422-332 Range: 2"-3" | 0
MTY422-332-30 | Mitutoyo Dgmt Micrometer BLM-3"M | Code No: 422-332-30 | 0
MTY422-333-30 | Mitutoyo Blade Micrometer | Code No: 422-333 Range:3"-4",+-.00015" | 0
MTY422-360-30 | Mitutoyo Blade Micrometer | Code No: 422-360 Range: 0.1" | 0
MTY422-361 | Mitutoyo Blade Micrometer | Code No: 422-361 Range: 1"-2" | 0
MTY422-370-30 | Mitutoyo DM Blade Micrometer | Code No: 422-370,25x0.001mm/1"x0.00005" | 1
MTY422-371 | Mitutoyo Blade Micrometer | Code No: 422-371 Range: 0-1" | 0
MTY422-411 | Mitutoyo Digimatic Blade Micrometer | Code No: 422-411,0-30mmx0.001mm,Type A | 0
MTY422-412 | Mitutoyo Digimatic Blade Micrometer | Code No: 422-412,25-55mmx0.001,Type A | 0
MTY422-421 | Mitutoyo Blade Micrometer.Quickmike | 422-421,0-30x0.001mm/1.2"x0.00005" | 0
MTY468-161 | Mitutoyo Digimatic Holtest | Code No: 468-161 (6-8mm) | 0
MTY468-162 | Mitutoyo Digimatic Holtest | Code No: 468-162 (8-10mm) | 0
MTY468-163 | Mitutoyo Digimatic Holtest | COde No: 468-163 (10-12mm) | 0
MTY468-164 | Mitutoyo Digimatic Holtest LCD Inside | Micrometer,Three-Point,12-16mm 468-164 | 0
MTY468-165 | Mitutoyo Digimatic Holtest | Code No: 468-165 (16-20mm) | 0
MTY468-166 | Mitutoyo Digimatic Holtest | Code No: 468-166 (20-25mm) | 0
MTY468-167 | Mitutoyo Digimatic Holtest | Code No; 468-167 (25-30mm) | 0
MTY468-168 | Mitutoyo Digimatic Holtest,30-40mm | Three-Point Internal Micrometer,468-168 | 0
MTY468-169 | Mitutoyo Digimatic Holtest | Code No: 468-169 (40-50mm) | 0
MTY468-170 | Mitutoyo Digimatic Holtest | Code No: 468-170 (50-63mm) | 0
MTY468-171 | Mitutoyo Digimatic Holtest | Code No: 468-171 (62-75mm) | 0
MTY468-172 | Mitutoyo Digimatic Holtest | Code No: 468-172 (75-88mm) | 0
MTY468-173 | Mitutoyo Digimatic Holtest | Code No: 468-173 (87-100mm) | 0
MTY468-174 | Mitutoyo Digimatic Holtest,100-125mm | Three-Point Internal Micrometer,468-174 | 0
MTY468-175 | Mitutoyo Digimatic Holtest,125-150mm | Three-Point Internal Micrometer,468-175 | 0
MTY468-176 | Mitutoyo Digimatic Holtest,150-175mm | Three-Point Internal Micrometer,468-176 | 0
MTY468-177 | Mitutoyo Digimatic Holtest,175-200mm | Three-Point Internal Micrometer,468-177 | 0
MTY468-261 | Mitutoyo Dgtmt Holtest, 6-8mmx0.001mm | Code No: 468-261,0.275"-0.35"x.00005" | 0
MTY468-262 | Mitutoyo Digimatic Holtest | Code No:468-262 Range:.35"-.425"x.0005" | 0
MTY468-263 | Mitutoyo Digimatic Holtest | COde No: 468-263 (.425"-.5") | 0
MTY468-264 | Mitutoyo Digimatic Holtest | Code No:468-264 Range:.5"-.65"x.0005" | 0
MTY468-265 | Mitutoyo Digimatic Holtest | Code No:468-265 Range:.65"-.8"x.0005" | 0
MTY468-268 | Mitutoyo Dgt Holtest | Code No: 468-268, 1.2"-1.6"/30-40mm | 0
MTY468-269 | Mitutoyo Dgt Three-point Micrometer | Code No: 468-269,1.6-2"/40-50mm | 0
MTY468-270 | Mitutoyo Dgt Three-point Micrometer | Code No: 468-270, 2"-2.5"/50-63mm | 0
MTY468-272 | Mitutoyo Digimatic Holtest 3-points | 468-272 75-88mm/3"-3.5"x0.001mm/.00005" | 0
MTY468-275 | Mitutoyo Digimastic Holtest,in/mm | Code No: 468-275, 5"-6" / 125-150mm | 0
MTY468-971 | DIGIMATIC HOLTEST HTD-12RST | Code No: 468-971 | 0
MTY468-972 | MITUTOYO DIGIMATIC HOLTEST | Code No: 468-972 | 0
MTY468-973 | Mitutoyo Digimatic Holtest | Code No: 468-973,20-50mm | 0
MTY468-974 | Mitutoyo Digimatic Holtest Set | Code No:468-974,Range:50-100mm | 0
MTY468-975 | Mitutoyo Digimatic Holtest,100-200mm | Three-point Internal Micrometer,468-975 | 0
MTY468-976 | Mitutoyo Holtest Interchangeable HeadSet | Code No: 468-976,.275-.5" | 0
MTY468-977 | Mitutoyo Dgt Holtest | Code No: 468-977,0.5-0.8" | 0
MTY468-978 | Mitutoyo Digimatic Holtest | Code No: 468-978, .8-2" | 0
MTY468-979 | Mitutoyo Digimatic Holtest | Code No:468-979 Range:2-4"/50.8-101.6mm | 0
MTY468-980 | Mitutoyo Holtest | Code No: 468-980, 4"-8" | 0
MTY468-981 | Mitutoyo Digital Holtest | Code No: 468-981 (6-12mm) | 0
MTY468-982 | Mitutoyo Digital Holtest | Code No: 468-982 (12-25mm) | 0
MTY468-983 | Mitutoyo Digimatic Holtest,25-50mm | Code No: 468-983 | 0
MTY468-985 | Mitutoyo Digimatic Holtest | Code No:468-985,Range:75-100mm | 0
MTY500-150-20 | Mitutoyo ABSOLUTE Dgt Caliper 0-100mm | Code No: 500-150-20 | 0
MTY500-150-30 | Mitutoyo Digimatic Caliper | Code No: 500-150-30 | 0
MTY500-151-20 | Mitutoyo ABS Digimatic Caliper | Code No: 500-151-20,150x0.01mm | 0
MTY500-151-30 | Mitutoyo Digimatic Caliper | Code No:500-151-30,150mmx0.01mm | 0
MTY500-152-20 | Mitutoyo Digimatic Caliper | Code No: 500-152-20 0-200mmx0.01mm | 0
MTY500-152-30 | Mitutoyo Digimatic Caliper | Code No: 500-152-30,200mmx0.01mm | 0
MTY500-153 | Mitutoyo Digimatic Caliper | Code No: 500-153, 300mmx0.01mm | 1
MTY500-154-30 | MITUTOYO DIGITAL CALIPER 0-150mmx0.01mm | Code No: 500-154-30 | 0
MTY500-155-20 | MITUTOYO DIGITAL CALIPER 0-150mmx0.01mm | Code No: 500-155-20 | 0
MTY500-155-30 | Mitutoyo Dgmt Caliper | Code No: 500-155-30,150mmx0.01mm | 0
MTY500-156-30 | Mitutoyo ABS Dgt Caliper | COde No: 500-156-30,200mmx0.01mm | 0
MTY500-157-30 | Mitutoyo ABS Digimatic Caliper | Code No:500-157-30,Range:200x0.001mm | 0
MTY500-158-20 | Mitutoyo ABS Digimatic Caliper | Code No: 500-158-20,150x0.01mm | 0
MTY500-158-30 | Mitutoyo Dial Caliper Gauge | Code No: 500-158-30,150x0.01mm | 0
MTY500-160-30 | Mitutoyo ABS Digimatic Caliper | Code No:500-160-30,150X0.01mm/6"x0.0005" | 0
MTY500-163-30 | Mitutoyo Digimatic Caliper | Code No: 500-163-30 | 0
MTY500-164-30 | Mitutoyo ABS Digimatic Caliper | Code No: 500-164-30,8"x.0005"/200x0.01mm | 0
MTY500-166 | Mitutoyo Digimatic Caliper,in/mm | Code No: 500-166,300x0.01mm/12"x0.0005" | 0
MTY500-167 | Mitutoyo ABS Digimatic Caliper | Code No: 500-167 | 0
MTY500-168 | Mitutoyo ABSOLUTE Digimatic Caliper | Code No: 500-168 | 0
MTY500-170-30 | Mitutoyo ABS Digimatic Caliper | Code No:500-170-30,4"/100mmx0.005"/0.01m | 0
MTY500-171-20 | Mitutoyo Digital Caliper in/mm | 500-171-20(6"/150mmx0.0005"/0.01mm) | 0
MTY500-171-30 | Mitutoyo Digimatic Caliper | 500-171-30,6"x0.0005"/150mmx0.01mm | 2
MTY500-172-20 | Mitutoyo Digimatic Caliper | Code 500-172-20 8"/200mmx0.0005"/0.01mm | 0
MTY500-172-30 | Mitutoyo Digimatic Caliper | 500-172-30, 200x0.01mm/8"x0.0005" | 2
MTY500-173 | Mitutoyo ABS Digimatic Caliper | Code No: 500-173,12"x0.0005"/300x0.01mm | 7
MTY500-174-30 | Mitutoyo ABS Digimatic Caliper | Code No: 500-174-30, 150mm/6" | 0
MTY500-175-30 | Mitutoyo Digimatic Caliper | Code No:500-175-30,150x0.01mm/6"x0.0005" | 0
MTY500-178-20 | Mitutoyo DM CALIPER CD-6"CXR | Code No: 500-178-20 | 0
MTY500-178-30 | Mitutoyo ABS Digimatic Caliper | Code No:500-178-30 | 0
MTY500-180-20 | Mitutoyo ABS Digimatic Caliper | Code No: 500-180-20 (0-100mmx0.01mm) | 0
MTY500-180-30 | Mitutoyo ABS Digimatic Caliper | Code No: 500-180-30,100mmx0.01mm | 0
MTY500-181-20 | Mitutoyo Digimatic Caliper 150mmX0.01mm | Code No: 500-181-20 | 0
MTY500-181-30 | Mitutoyo Digimatic Caliper | Code No: 500-181-30, 150mmx0.01mm | 3
MTY500-182-20 | Mitutoyo ABSOLUTE Digimatic Caliper | Code No: 500-182-20 (0-200mm) | 0
MTY500-182-30 | Mitutoyo ABS Digimatic Caliper | Code No: 500-182-30,200mmx0.01mm | 6
MTY500-193 | Mitutoyo ABS Dgt Caliper,W/O SPC output | Code No: 500-193,12"x.0005"/300mmx0.01mm | 0
MTY500-195-20 | Mitutoyo DM CALIPER CD-4"CSX | Code No: 500-195-20 | 0
MTY500-195-30 | Mitutoyo DM CALIPER CD-4"CSX 2 | Code No: 500-195-30 | 0
MTY500-196-20 | Mitutoyo ABS Digimatic Caliper | Code No: 500-196-20 6"x.0005"/150x0.01mm | 0
MTY500-196-30 | Mitutoyo ABS Digimatic Caliper | Code No: 500-196-30,6"x.0005"/150x0.01mm | 17
MTY500-197-20 | Mitutoyo ABS Digimatic Caliper | Code No:500-197-20 8"x.0005"/200x0.01mm | 0
MTY500-197-30 | Mitutoyo ABS Digimatic Caliper | Code No:500-197-30,200x0.01mm/8"x0.0005" | 7
MTY500-443 | Mitutoyo ABS Solar Caliper,500-443 | No Battery or Origin reset needed,100mm | 0
MTY500-444 | Mitutoyo ABS Solar Digital Caliper | Code No:500-444 150x0.01mm | 0
MTY500-445 | Mitutoyo ABS Solar Digital Caliper | Code No:500-445 200x0.01mm | 0
MTY500-454 | Mitutoyo DM CALIPER CD-S15CT | Code No: 500-454 | 0
MTY500-455 | Mitutoyo ABS Solar Caliper | Code No:500-455 Range:0-200mm | 0
MTY500-475 | Mitutoyo ABS Solar Dgt Caliper | Code No: 500-475, 8"x0.0005"/200x0.01mm | 0
MTY500-500-10 | Mitutoyo ABS Digimatic Caliper (MM) | Code No: 500-500-10 (450mmx0.01mm) | 0
MTY500-501-10 | Mitutoyo ABS Digimatic Caliper, | Code No: 500-501-10, 600x0.01mm | 0
MTY500-502-10 | Mitutoyo DM Caliper CD-100C | Code No: 500-502-10 | 0
MTY500-505-10 | Mitutoyo ABS Digimatic Caliper (in/mm) | 500-505-10 (450x0.01mm/18".0005") | 0
MTY500-506-10 | Mitutoyo ABS Digimatic Caliper | 500-506-10 ,600mmx0.01mm,24"x0.0005" | 0
MTY500-507-10 | Mitutoyo Digimatic Caliper (in/mm) | 500-507-10,40"0.0005"/1000mmx0.01mm | 0
MTY500-702-10 | Mitutoyo Absolute Coolant Proof | Digital Caliper,150x0.01mm,500-702-10 | 0
MTY500-702-20 | Mitutoyo Absolute Coolant Proof, | Code No:500-702-20,Range:150x0.01mm | 2
MTY500-703-10 | Mitutoyo Digimatic Caliper,IP67 | Code No: 500-703-10,200mmx0.01mm | 0
MTY500-703-20 | Mitutoyo COOLANT PROOF CALIPER | Code No: 500-703-20 | 0
MTY500-704-10 | Mitutoyo Absolute Coolant Proof | Digital Caliper,300x0.01mm,500-704-10 | 0
MTY500-706-11 | Mitutoyo ABS Coolant Proof Caliper | Code No: 500-706-11 Range:150mm | 0
MTY500-707-11 | Mitutoyo DM CALIPER CD-20PPX | Code No: 500-707-11 | 0
MTY500-712-10 | Mitutoyo ABSOLUTE COOLENT PROOF CALIPER | Code No: 500-712-10 | 0
MTY500-712-20 | Mitutoyo ABS COOLENT PROOF CALIPER | Code No: 500-712-20 | 0
MTY500-713-10 | Mitutoyo ABS Coolant Proof Caliper | Code No: 500-713-10 0-200mmx0.01mm | 0
MTY500-713-30 | Mitutoyo Digimatic Caliper | Code No: 500-713-30 | 0
MTY500-714-10 | Mitutoyo ABSOLUTE Coolant Proof Caliper | Code No:500-714-10(mm)(300x0.01mm) | 0
MTY500-716-11 | Mitutoyo ABS Coolant Proof Caliper | Code No: 500-716-10 Range:150mm | 0
MTY500-718-11 | Mitutoyo Digital Caliper (mm) | Vode No: 500-718-11,300mmx0.01mm | 0
MTY500-721-10 | Mitutoyo ABS Coolant Proof Dgt Caliper | Code No: 500-721-10, 150mmx0.01mm | 0
MTY500-722-20 | Mitutoyo ABS Coolant Proof Dgt Caliper | Code No: 500-722-10, 200mmx0.01mm | 0
MTY500-723-10 | Mitutoyo ABS Coolant Proof Caliper | Code No: 500-723-10 Range:0-150mm | 0
MTY500-723-20 | MITUTOYO DIGITAL CALIPER, IP67 | Code No: 500-723-20 | 0
MTY500-724-10 | Mitutoyo ABS Coolant Proof Caliper | Code No: 500-724-10 Range: 0-200mm | 0
MTY500-724-20 | Mitutoyo ABS Coolant Proof Dgmt Caliper | Code No: 500-724-20, 200mmx0.01mm | 0
MTY500-728-11 | Mitutoyo ABS Dgt Caliper | Code No: 500-728-11,200mmx0.01mm | 0
MTY500-731-20 | Mitutoyo ABS Coolant Proof Caliper | Code No: 500-731-10 | 0
MTY500-732-20 | Mitutoyo Digimatic Caliper (inch/mm) | Code No: 500-732-10 200mm/8" | 0
MTY500-733-20 | Mitutoyo Vernier Caliper | Code No: 500-733-10 | 0
MTY500-734-10 | Mitutoyo Digimatic Caliper | Code No: 500-734-10 200mm/8" | 0
MTY500-734-20 | Mitutoyo ABS Coolant Proof Dgmt Caliper | Code No: 500-734-20, 200mm/8" | 0
MTY500-735-20 | Mitutoyo ABS Coolant Proof Dgmt Caliper | Code No: 500-734-20, 200mm/8" | 0
MTY500-737-20 | Mitutoyo Dgt Caliper | Code No: 500-737-10 | 0
MTY500-738-10 | Mitutoyo ABS Dgt Caliper,in/mm | 500-738-10 (8"x.0005"-200mmx0.01mm) | 0
MTY500-752-10 | Mitutoyo Coolant Proof Dgt Caliper | Codel: 500-752-10 (150mm) | 0
MTY500-752-20 | Mitutoyo | Code No: 500-752-20 (10PCS) | 1
MTY500-753-10 | Mitutoyo ABS Coolant Proof Dgt Caliper | 500-753-10*,8"/200mmx0.0005"/0.01mm | 0
MTY500-753-20 | Mitutoyo DM CALIPER CD-8"PSX | Code No: 500-753-20 | 0
MTY500-754-10 | Mitutoyo ABSOLUTE Coolant Proof Caliper | 500-754-10 (12"/300mmx.0005"/0.01mm) | 0
MTY500-762-10 | Mitutoyo Dgt Caliper | Code No:500-762-10,150x0.01mm/6"x0.0005" | 0
MTY500-763-10 | Mitutoyo Dgt Coolant Proof Caliper | 500-763-10,200x0.01mm/8"x0.0005" | 0
MTY500-763-20 | MITUTOYO DIGIMATIC COOLANT PROOF CALIPER | Code No: 500-763-20 | 0
MTY500-764-10 | Mitutoyo ABSOLUTE Coolant Proof Caliper | Code No:500-764-10(in/mm)12"/300mm | 0
MTY500-768-10 | Mitutoyo ABS Dgmt Caliper,W/O SPC Output | Code No:500-768-10,6"x0.0005"/150x0.01mm | 0
MTY500-774 | Mitutoyo IP67 Digital Caliper | Code No: 500-774 (150x0.01mm) | 0
MTY500-775 | Mitutoyo Digimatic Caliper,Solar Powered | Code No:500-775,Range:200mmx0.01mm | 0
MTY500-776 | Mitutoyo SuperCaliper,W Data Output,180g | Code No:500-776,Range:150mmx0.01mm | 0
MTY500-777 | Mitutoyo SuperCaliper,W data Output,210g | Code No:500-777,Range:200mmx0.01mm | 0
MTY500-785 | Mitutoyo SuperDgt Caliper,No Battery or | Origin reset needed for IP67,200mm/8" | 0
MTY505-671 | Mitutoyo Dial Caliper | Code No: 505-671, 150mmx0.02mm | 0
MTY505-672 | Mitutoyo Dial Caliper | Code No: 505-672, 200mmx0.02mm | 0
MTY505-673 | Mitutoyo Dial Caliper | Code No: 505-673, 300mmx0.02mm | 0
MTY505-675 | Mitutoyo Dial Caliper | Code No: 505-675, 6"x.001", 1"/rev | 0
MTY505-676 | Mitutoyo Dial Caliper (inch) | Code No: 505-676,0-8"x0.001",0.1"/rev | 0
MTY505-677 | Mitutoyo Dial Caliper 0-12" | Code No: 505-677 | 1
MTY505-680 | Mitutoyo Dial Caliper | Code No: 505-680, 100mmx0.01mm | 0
MTY505-681 | Mitutoyo Dial Caliper | Code No: 505-681, 150mmx0.01mm | 0
MTY505-682 | Mitutoyo Dial Caliper | Code No: 505-682, 200mmx0.01mm | 0
MTY505-683 | Mitutoyo Dial Caliper,Silver cover Type | Item No: 505-683, 150mmx0.02mm | 0
MTY505-684 | Mitutoyo Dial Caliper,Silver Cover Type | Code No: 505-684, 200mmx0.02mm | 0
MTY505-685 | Mitutoyo Dial Caliper,Silver cover Type | Code No: 505-685,150mmx0.01mm | 0
MTY505-686 | Mitutoyo Dial Caliper,Silver Cover Type | Code No: 505-686, 200mmx0.01mm | 0
MTY505-707 | Mitutoyo Dial Caliper | Code No: 505-707, 150mm.02mm | 0
MTY505-714 | Mitutoyo Dial Caliper (0-12") | Code No:MTY505-714 | 0
MTY505-720 | Mitutoyo Dial Caliper 12"x0.001" | Code No: 505-720 | 0
MTY505-730 | Mitutoyo Dial Caliper | Code No: 505-730, 150mmx0.02mm | 2
MTY505-731 | Mitutoyo Dial Caliper,Shock Proof | Code No: 505-731, 200mmx0.02mm | 6
MTY505-732 | Mitutoyo Dial Caliper | 150mmX0.01mm (replaced 505-681/685) | 3
MTY505-733 | Mitutoyo Dial Caliper, | Code No:505-733,200x0.01m | 4
MTY505-734 | Mitutoyo Dial Caliper | Code No: 505-734, 150mmx0.02mm | 0
MTY505-739 | Mitutoyo Dial Caliper,inch | Code No:505-739,8"x0.001"ID & OD Carbide | 0
MTY505-745 | Mitutoyo Dial Caliper,Shock Proof | Code No:505-745,Range:300mmx0.02mm | 3
MTY505-746 | Mitutoyo Dial Caliper,Shock Proof | Pls quote 505-677 (ex-stock 1 unit) | 1
MTY506-208 | Mitutoyo Vernier Height Gage | Code No: 506-208,8"x0.001"/200mmx0.02mm | 0
MTY510-121 | Mitutoyo Indicating Micrometer | Code No: 510-121,0-25mmx0.001mm | 0
MTY510-122 | Mitutoyo Indicating Micrometer | Code No: 510-122, 25-50mmx0.001mm | 0
MTY510-123 | Mitutoyo Dial Indicating Micrometer | Code No: 510-123,50-75mmx0.001mm | 0
MTY510-141 | Mitutoyo Indicating Micrometer | Code No: 510-141, 0-25mmx0.0001mm | 0
MTY511-126-05 | Mitutoyo Dial Bore Gauge | Code No:511-126-05,Range:18-35mm | 0
MTY511-162 | Mitutoyo Dial Bore Gage 2~6" | Code No: 511-162 | 0
MTY511-201 | Mitutoyo Bore Gages | Code No:511-201,Range:10-18.5mm | 0
MTY511-203 | Mitutoyo BORE GAGE CG-S18A/2109SB-1 | Code No: 511-203 | 0
MTY511-204 | Mitutoyo Dial Bore Gauge | Code No: 511-20a Range:10-18.5mm | 0
MTY511-207 | Mitutoyo Dial Bore Gauge | Code No: 511-207 Range:.4-.74" | 0
MTY511-210 | Mitutoyo Bore Gauge (for small holes) | Code No: 511-210, 6-10mm | 0
MTY511-401 | Mitutoyo Bore Gages for Blind Holes | Code No:511-401,Range:15-35mm | 0
MTY511-402 | Mitutoyo Dial Bore Gage | Code No: 511-402,35-60mm | 0
MTY511-403 | Mitutoyo Dial Bore Gage | Code No: 511-403(2046SB) | 0
MTY511-411 | Mitutoyo Bore Gages for Blind Holes | Code No:511-411,Range:15-35mmx0.01mm | 0
MTY511-412 | Mitutoyo Dial Bore Gages,Blind Holes | Code No:511-412 Range:35-60mm | 0
MTY511-413 | Mitutoyo Dial Bore Gage | Code No: 511-413, 50-100mm | 0
MTY511-421 | Mitutoyo Bore Gage Analog Type | Code No: 511-421 Range: 15-35mm | 0
MTY511-422 | Mitutoyo | Code No: 511-422 | 0
MTY511-471 | Mitutoyo Bore Gage CGB-35/2109SB-10 | Code No: 511-471 | 0
MTY511-501 | Mitutoyo ABS Digimatic Bore Gage | Code No: 511-501 Range: 45-100mm | 0
MTY511-502 | Mitutoyo ABS Digimatic Bore Gage | Code No: 511-502, 100-160mm | 0
MTY511-701 | Mitutoyo Bore Gages 18-35mm | Code No: 511-701 | 0
MTY511-702 | Mitutoyo Bore Gauge 35-60mm | Code No: 511-702 | 0
MTY511-703 | Mitutoyo Bore Gauge 50-150mm | Code No: 511-703 | 0
MTY511-704 | Mitutoyo Bore Gauge,100-160mm | Code No: 511-704 | 0
MTY511-705 | Mitutoyo Bore Gage | Code No: 511-705, 160-250mm | 0
MTY511-711 | Mitutoyo Bore Gages,18-35x0.01mm | Code No: 511-711, With 2046S Indicator | 1
MTY511-712 | Mitutoyo Dial Bore Gauge,35-60x0.01mm | Code No: 511-712 (with 2046S Indicator) | 2
MTY511-713 | Mitutoyo Dial Bore Gauge,50-150x0.01mm | Code No: 511-713 (with 2046S Indicator) | 0
MTY511-714 | Mitutoyo Dial Bore Gauge,100-160x0.01mm | Code No: 511-714 (with 2046SB) | 0
MTY511-715 | Mitutoyo Bore Gage 160-250x0.01mm | Code No: 511-715 (2046SB) | 0
MTY511-716 | Mitutoyo Bore Gage 250-400mm | Code No:MTY511-716 | 0
MTY511-721 | Mitutoyo Bore Gage 18~35mm x 0.001mm | Code No: 511-721 (Probe Depth:100mm) | 0
MTY511-722 | Mitutoyo Bore Gauge,35-60mmx0.001mm | Code No:511-722 (2109SB-10/21DZA000) | 0
MTY511-723 | Mitutoyo Bore Gauge,50-150mmx0.001mm | Code No:511-723 (2109SB-10/21DZA000) | 0
MTY511-724 | Mitutoyo Bore Gauge,100-160x0.001mm | Code No: 511-724 (with 2109SB-10) | 0
MTY511-725 | Mitutoyo Bore Gauge,160-250x0.001mm | Code No: 511-725 (with 2109SB-10) | 0
MTY511-726 | Mitutoyo Bore Gage | Code No:511-726,Range:250-400mmx0.001mm | 0
MTY511-731 | Mitutoyo Bore Gauge W/O Dial Indicator | Code No: 511-731 Range:.7-1.4" | 0
MTY511-732 | Mitutoyo Bore Gauge W/O Dial Indicator | Code No: 511-732 Range:1.4-2.5" | 0
MTY511-733 | Mitutoyo Bore Gauge | Code No: 511-733,2.0-6.0" | 0
MTY511-735 | Mitutoyo Bore Gages | Code No:511-735 Range:6.5"-10.00"x.0001" | 0
MTY511-736 | Mitutoyo Bore Gages | Code No:511-736 10.00"-16.00"x.0001" | 0
MTY511-741 | Mitutoyo Bore Gage Standard Type | Code No:MTY511-741 (Range .7"-1.4") | 0
MTY511-742 | Mitutoyo Bore Gage Standard Type | Code No:MTY511-742 (Range 1.4"-2.5") | 0
MTY511-743 | Mitutoyo Bore Gage Standard Type | Code No:MTY511-743 (Range 2"-6") | 0
MTY511-744 | Mitutoyo Bore Gage Standard Type | Code No:MTY511-744 (Range 4"-6.5") | 0
MTY511-745 | Mitutoyo Bore Gage Standard Type | Code No: 511-745 (Range 6.5"-10") | 0
MTY511-746 | Mitutoyo Bore Gage Standard Type | Code No: 511-746 Range: 10"-16" | 0
MTY511-751 | Mitutoyo Bore Gages | Code No: 511-751 Range:.7-1.4" | 0
MTY511-752 | Mitutoyo Bore Gage Set | Code No: 511-752 W 511-732,2923SB | 1
MTY511-753 | Mitutoyo Dial Bore Gage | Code No:511-753,2.0"-6.0"x0.0001" | 0
MTY511-754 | Mitutoyo Bore Gages,4.0-6.5" | Code no: 511-754 | 0
MTY511-755 | Mitutoyo Bore Gages Set (2923SB-10) | Code No:511-755, 6.5-10.0"x.0001" | 0
MTY511-756 | Mitutoyo Dial Bore Gauge | Code No: 511-756,10.0-16.0" | 0
MTY511-761 | Mitutoyo Bore Gage 18-35mm | Code No: 511-761 | 0
MTY511-762 | Mitutoyo Bore Gage 35-60mm | Code No: 511-762 | 0
MTY511-763 | Mitutoyo Dial Bore Gauge (W/O Indicator) | Code No: 511-763, 50~150mm | 0
MTY511-768 | Mitutoyo Dial Bore Gage,Short Leg Type | Code No: 511-768, 50-150mm | 0
MTY511-769 | Mitutoyo Bore Gauge Short Leg | Code No: 511-769 Range: 100-160mm | 0
MTY511-771 | Mitutoyo Bore Gage 18-35mmx0.001mm | Code No: 511-771 | 0
MTY511-772 | Mitutoyo Bore Gage 35-60mmx0.001mm | Code No: 511-772 | 0
MTY511-793 | Mitutoyo Dial Bore Gauge,2"-6"x0.0001" | Code No: 511-793 (With 2923SB-10 | 0
MTY511-803 | Mitutoyo Dial Bore Gage W/O Indicator | Code No:511-803,60-100mm,with Micro.head | 0
MTY511-804 | Mitutoyo Dial Bore Gage W/O Indicator | Code No:511-804,100-160mm,Micro.Head | 0
MTY511-807 | Mitutoyo Extension Rod for Bore Gage | Code No: 511-807 | 0
MTY511-813 | Mitutoyo Dial Bore Gage(2046SB Indicator | Code No:511-813,60-100mmx0.01mm | 0
MTY511-814 | Mitutoyo Dial Bore Gage(2046SB Indicator | Code No:511-814,100-160mmx0.01mm | 0
MTY511-815 | Mitutoyo Bore Gage W 2046SB&21DZA000 | Code No: 511-815 Range: 150-250mm | 0
MTY511-817 | Mitutoyo Bore Gage, (2046SB)Indicator | Code No: 511-817,400-600mmx0.01mm | 0
MTY511-823 | Mitutoyo Bore Gauge | Code No: 511-823, 60-100mm | 0
MTY511-824 | Mitutoyo Dial Bore Gauge,2109SB-10 | Code No:511-824,Range:100-160mmx0.001mm | 0
MTY511-827 | Mitutoyo Bore Gage (2109SB-10)Indicator | Code No: 511-827,400-600mmx0.001mm) | 0
MTY511-833 | Mitutoyo Bore Gauge W/O Indicator | Code No: 511-833, 2.4"-4.0" | 0
MTY511-834 | Mitutoyo Bore Gauge W/O Indicator | Code No: 511-834, 4.0-6.4" | 0
MTY511-835 | Mitutoyo Bore Gauge W/O Indicator | Code No: 511-835, 6.0"-10.0" | 0
MTY511-843 | Mitutoyo Bore Gauge (2922SB) | Code No: 511-843, 2.4"-4.0"x.0005" | 0
MTY511-844 | Mitutoyo Bore Gage (2922SB) | Code No: 511-844, 4.0"-6.4"x.0005" | 0
MTY511-845 | Mitutoyo Dial Bore Gage | Code No: 511-845,6.0-10.0" | 0
MTY511-846 | Mitutoyo Bore Gage W Micrometer Head | Code No: 511-846 Range: 10"-16" | 0
MTY511-848 | Mitutoyo Bore Gauge (2922SB) | Model: 511-848, 24.0-32.0"x0.0005" | 0
MTY511-853 | Mitutoyo Dial Bore Gauge | Code No:511-853,2.4-4.0"x0.063" | 0
MTY511-855 | Mitutoyo Dial Bore Gage,6"-10"x0.0001" | Code No: 511-855 (With 2923SB-10) | 0
MTY511-856 | Mitutoyo Bore Gage (2923SB-10) | Code No: 511-856,(10”-16”) | 0
MTY511-857 | Mitutoyo Bore Gage (2923SB-10) | Code No: 511-857,(16”-24”) | 0
MTY511-921 | Mitutoyo Bore Gauge,18-150mm | Code No: 511-921 | 0
MTY511-922 | Mitutoyo Dial Bore Gage | Code No:511-922,18-150mm | 0
MTY511-925 | Mitutoyo Digital Bore Gauge | Code No:511-925,Range:18-150mm | 0
MTY511-932 | Mitutoyo Bore Gauge,0.7"-6.0" | Code No: 511-932 | 0
MTY511-935-10 | Mitutoyo Digimatic Bore Gage | Code No:511-935-10,Range:0.7"-6" | 0
MTY512-066 | Mitutoyo Overlay Chart No.11 | Item No: 512-066 | 0
MTY512066 | Mitutoyo Overlay Chart | Code No: 512066 | 0
MTY513-284GE | Mitutoyo Dial Test Indicator | Code No: 513-284GE, 0.01-0.8mm | 0
MTY513-302G | Mitutoyo Dial Test Indicator,Inch | Code No: 513-302G,Basic Set,0.3"x0.0005" | 0
MTY513-304GT | Mitutoyo Dial Test Indicator TIU-0.8GT | Code No: 513-304GT | 0
MTY513-401 | Mitutoyo Dial Test Indicator | Code No: 513-401, 0.14mmx0.001mm | 0
MTY513-401E | Mitutoyo Dial Test Indicator | Code No:513-401E Range : 0.14mm/0.001mm | 11
MTY513-402 | Mitutoyo Dial Test Indicator,in | Code NO: 513-402,0.3"X0.0005" | 0
MTY513-402T | Miutoyo Dial Test Indicator | Code No:513-402T,Range:0.03"x0.0005" | 0
MTY513-403 | Mitutoyo Dial Test Indicator, | Code No: 513-403 0-0.008 In, 0.0001 | 0
MTY513-403-10E | Mitutoyo Dial Test Indicator | Code No:513-403-10E,14.7mm | 0
MTY513-403T | Mitutoyo Dial Test Indicator | Code No: 513-403T | 0
MTY513-404-10T | TEST INDICATOR TI 0.01-0.8MM | Code No:513-404-10T | 0
MTY513-404A | Mitutoyo Dial Test Indicator,Plus Set | Code No: 513-404A, 0.8mmx0.01mm | 0
MTY513-404E | Mitutoyo Dial Test Indicator | Code No: 513-404E, ,0.8x0.01mm(Dia 38mm) | 7
MTY513-404T | Mitutoyo Dial Test Indicator,Full Set | Code No: 513-404T, 0.8mmx0.01mm | 0
MTY513-405-10T | Mitutoyo Dial Test Indicator 0.002-0.2mm | Code No: 513-405-10T | 0
MTY513-405A | Mitutoyo Dial Test Indicator,plus set | Code No:513-405A,Range:0.2mmx0.002mm | 0
MTY513-405E | Mitutoyo Dial Test Indicator | Item No: 513-405E Range: 0.2mmx0.002mm | 5
MTY513-405T | Mitutoyo TEST INDICATOR TI 0.002-0.2MM | Code No: 513-405T | 0
MTY513-406 | Mitutoyo Dial Test Indicator | Code No: 513-406 | 0
MTY513-412 | Mitutoyo Dial Test Indicator | Code No:MTY513-412 (Range:0.0005") | 2
MTY513-412T | Mitutoyo Dial Test Indicator Full Set | Code No:MTY513-412T (Range:0.0005") | 0
MTY513-414E | Mitutoyo Dial Test Indicator | Code No: 513-414E Range: 36.8 | 1
MTY513-414T | Mitutoyo Dial Test Indicator | Code No: 513-414T | 0
MTY513-415E | Mitutoyo Dial Test Indicator | Code No: 513-415E, 1mmx0.01mm | 0
MTY513-415T | MITUTOYO D/TEST INDICATOR (FULL SET) | Code No: 513-415T | 1
MTY513-424A | Mitutoyo Dial Test Indicator,Plus Set | Code No: 513-424A, 0.5mmx0.01mm | 0
MTY513-424E | Mitutoyo Dial Test Indicator | Code No: 513-424E,0.5mmx0.01mm | 0
MTY513-424T | Mitutoyo Dial Test Indicator,Full Set | Code No: 513-424T,0.5mmx0.01mm | 0
MTY513-425E | Mitutoyo Dial Test Indicator | Code No: 513-425E Range:0.002mmx0.6mm | 0
MTY513-426A | Mitutoyo Dial Test Indicator | Code No: 513-426A(Plus set),1.5mmx0.01mm | 0
MTY513-426E | Mitutoyo Dial Test Indicator | Code No:513-426E Range:1.5mmx0.01mm | 1
MTY513-444E | Mitutoyo Mitutoyo Dial Test Indicator | Codel: 513-444E | 0
MTY513-444T | Mitutoyo Dial Test Indicator Set | Code No: 513-444T Range:1.6mmx0.01mm | 0
MTY513-445 | Mitutoyo Dial Test Indicator | Code No: 513-445 | 0
MTY513-445E | Mitutoyo Dial Test Indicator(Horizontal) | Code No: 513-445E,0.4x0.002mm | 3
MTY513-452T | Mitutoyo Dial Test Indicator Full Set | Code No: 513-452T | 0
MTY513-453 | Mitutoyo Dial Test Indicator | Code No:513-453,Range:0.008"x0.0001" | 0
MTY513-453T | Mitutoyo Dial Indicator Full Set | Code No:513-453T,Range:0.008"x0.0001" | 0
MTY513-454E | Mitutoyo Dial Test Indicator,Verticle | Code No:513-454E,0.8mmx0.01mm | 1
MTY513-455E | Mitutoyo TEST INDICATOR TIS 0.002-0.2MM | Code No: 513-455E | 0
MTY513-455T | Mitutoyo Dial Test Full Set | Ci=ode No: 513-455T, 0.002-0.2mm | 0
MTY513-463 | Mitutoyo Dial Test Indicator | Code No: 513-463 Range: .008" | 0
MTY513-464E | Mitutoyo Dial Test Indicator | Code No: 513-464E Range:0.8mmx0.01mm | 0
MTY513-465E | Mitutoyo Dial Test Indicator | Code No:513-465E,Range:0.2mmx0.002mm | 0
MTY513-471E | Mitutoyo Dial Test Indicator | Code No: 513-471E, 0.14mmx0.001mm | 0
MTY513-474E | Mitutoyo Dial Test Indicator | Code No: 513-474E, 0.8x0.01mm | 0
MTY513-475E | Mitutoyo Dial Test Indicator | Code No: 513-475E, 0.002-0.2mm | 0
MTY513-477E | Mitutoyo Dial Test Indicator | Code No: 513-477E, 1mm x 0.01mm | 0
MTY513-478E | Mitutoyo Dial Test Indicator | Code No: 513-478E,0.5x0.01mm | 0
MTY513-501E | Mitutoyo Dial Test Indicator(Basic set) | Code No: 513-501E(0.14mmX0.001mm) | 0
MTY513-501T | Mitutoyo Dial Test Indicator (full set) | Code No: 513-501T(0.14mmx0.001mm) | 0
MTY513-503E | Mitutoyo Pocket Type Dial Test Indicator | Code No: 513-503E, 0.2mmx0.002mm | 0
MTY513-503T | Mitutoyo Pocket Dial Test Indicator | Code No:513-503T,Range:0.2mmx0.002mm | 0
MTY513-504T | Mitutoyo Dial Test Indicator Set | Code No:513-504T Range: .01"x.0001" | 0
MTY513-514E | Mitutoyo Pocket Dial Test Indicator | Code No: 513-514E(Basic) 0.5x0.01mm | 0
MTY513-514T | Mitutoyo Dial Test Indicator | Code No: 513-514T | 0
MTY513-515T | Mitutoyo Dial Test Indicator Full Set | Code No: 513-515T Range: 1x0.01mm | 0
MTY513-517E | Mitutoyo Dial Test Indicator | Code No:513-517E | 0
MTY513-517T | Mitutoyo Dial Test Indicator Full Set | Code No:513-517T,Range:0.8x0.01mm | 0
MTY513-518T | Mitutoyo Dial Test Indicator | Code No: 513-518T (Full set)0.4"x0.001" | 0
MTY513-527E | Mitutoyo Pocket Dial Test Indicator | Code No:513-527E,Range:0.8x0.01mm | 0
MTY513-907 | Mitutoyo TEST INDICATOR 513-402/7014E | Code No: 513-907 | 0
MTY513-908 | Mitutoyo Dial Test Indicator Set | Code No: 513-908 W 513-404E&7014 | 0
MTY514-102 | Mitutoyo Vernier Height Gage | Code No: 514-102, 300mmx0.02mm | 0
MTY514-103 | Mitutoyo Vernier Height Gage | Code No: 514-103,300x0.02mm/12"x0.001" | 0
MTY514-104 | Mitutoyo Height Gage HS-45 | Code No: 514-104 | 0
MTY514-105 | Mitutoyo Vernier Height Gage | Code No: 514-105,450x0.02mm/18"x0.001" | 0
MTY514-106 | Mitutoyo HEIGHT GAGE HS-60 | Code No: 514-106 | 0
MTY514-107 | Mitutoyo Vernier Heigth Gage | Code No:MTY514-107 (Range: 0-24") | 0
MTY514-109 | Mitutoyo Vernier Heigth Gage | Code No:MTY514-109 (Range: 0-40") | 0
MTY515-322 | Mitutoyo Height Master | Code No: 515-322 Range-H:5<H<310x0.001mm | 0
MTY515-374 | Mitutoyo Digital Height Master | Code No: 515-374,Range(H)10<H<310mm | 0
MTY515-375 | Mitutoyo | Item No: 515-375 | 0
MTY515-556-2 | Mitutoyo Cera Caliper Checker CC-600C | Code No: 515-556-2 Range: 0-600mm | 0
MTY515-565 | Mitutoyo | Item No: 515-565 | 0
MTY515-585 | Mitutoyo Inside Micro Checker | Code:515-585,Length to check 25-300mm | 0
MTY515-720 | Mitutoyo Check Master,300mm | Code No: 500-720 | 0
MTY515-722 | Mitutoyo Check Master HMC-600 | Code No: 515-722 | 0
MTY515-740 | Mitutoyo High Accuracy Check Master, | Code No: 515-740, 300mm | 0
MTY516-101-10 | Micrometer Inspection Gauge Block sets | Mitutoyo 516-101-10 Grade: 1 | 0
MTY516-101Z-10 | Mitutoyo Gauge Block BM1-10N1/PDZ | Code No: 516-101Z-10 | 0
MTY516-103-10 | Mitutoyo Gauge Block Set | Code No: 516-103-10 C/W inspection cert | 0
MTY516-106-10 | Mitutoyo Micrometer Inspection | Gauge Block Sets 516-106-10 G-0 10Pcs | 0
MTY516-106Z-10 | Mitutoyo Gauge Block Set,Grade 0 | Code No:516-106z-10 (10Pcs)(Steel) | 0
MTY516-107Z-10 | Mitutoyo Gauge Block Set,Grade 1 | Code No:516-107Z-10 | 0
MTY516-111-10 | Mitutoyo Gauge Block Se | Code No:516-111-10,Grade:0.1~50mm | 0
MTY516-111-60 | Mitutoyo Inspection Gauge Block,1~50mm | Code No:516-111-60,16pcs,Steel,Grade:0 | 0
MTY516-112-10 | Mitutoyo GAUGE BLOCK SET | Code No: 516-112-10 (16PCS/SET) | 0
MTY516-115-10 | Mitutoyo Steel Block Gauge | Code No: 516-115-10, 8Pcs, Grade 0 | 0
MTY516-115-60 | Mitutoyo Block Gauge Set,Steel | Code No: 516-115-60,Grade-0, 8Pcs | 0
MTY516-135-10 | Mitutoyo Steel Gauge Block Set, | Sode No: 516-135-10,Grade: 0,10Pcs | 0
MTY516-152-10 | Mitutoyo Block Gauge Set | Code No: 516-152-10, 10Pcs,Steel,Grade-0 | 0
MTY516-153-10 | Mitutoyo Block Gauge Set | Code No: 516-153-10, 10Pcs,Steel,Grade- | 0
MTY516-154-10 | Mitutoyo Block Gauge Set | Code No: 516-154-10, 10Pcs,Steel,Grade-2 | 0
MTY516-156-10 | Nitutoyo Micrometer Inspection | Gauge Block Sets 516-156-10 G-0 10Pcs | 0
MTY516-180-10 | Mitutoyo Rectangular Block Gauge Set | Code No:516-180-10,Grade-1,34Pcs,Ceramic | 0
MTY516-302-16 | Mitutoyo Ceramic Gauge Block Set | Code No:516-302-16,Grade:0,Qty:81pcs | 0
MTY516-313-16 | Mitutoyo Gauge Block Set | Code No:516-313-16,Grade:00,35pcs | 0
MTY516-337-16 | Mitutoyo Ceramic Gauge Block Set | Code No:516-337-66,Grade:00,112pcs | 0
MTY516-338-10 | Mitutoyo Block Gauge Set,Grade-0 | Code No: 516-338-10,Ceramic,112Pcs | 0
MTY516-338-16 | Mitutoyo Ceramic Gauge Block Set | Code No:516-338-16,Grade:00,112pcs | 0
MTY516-339-10 | Mitutoyo Rectangular Gauge Block Sets | Code No:516-339-10,Ceramic,Grade-1,112pc | 0
MTY516-340-10 | Mitutoyo Rectangular Gauge Block Sets | Code No:516-340-10,Ceramic,Grade-2,112pc | 0
MTY516-342-10 | Mitutoyo Rectangular Gauge Block Set | Code No:516-342-10 Size:0.5-24.5,103pcs | 0
MTY516-347-10 | Mitutoyo Rectangular Gauge Block Sets | Code No:516-347-10,Ceramic,Grade-1,87pcs | 0
MTY516-348-10 | Mitutoyo Rectangular Gauge Block Sets | Code No:516-348-10,Ceramic,Grade-2,87pcs | 0
MTY516-352-10 | Mitutoyo Rectangular Block Gauge Set | Code No:516-352-10 Grade-2,76Pcs,Ceramic | 0
MTY516-354-60 | Mitutoyo Rectangular Gauge Block Set | 516-354-60 (Ceramic)Grace-0,56Pcs | 0
MTY516-355-10 | Mitutoyo Metric Rectangular Gauge | Block Set Grade-1,56pcs,Cera,516-355-10 | 0
MTY516-356-10 | Mitutoyo Rectangular Block Gauge Set | Code No:516-356-10 Grade-2,56Pcs,Ceramic | 0
MTY516-358-10 | Mitutoyo Gauge Blocks Set | Code No:516-358-10,Grade:0,Ceramic | 0
MTY516-360-10 | Mitutoyo Ceramic Gauge Block Set | Grade:0,Range:1.005mm-100mm,47pcs | 0
MTY516-364-10 | Mitutoyo Rectangular Block Gauge Set | Code No:516-364-10 Grade-2,47Pcs,Ceramic | 0
MTY516-366-60 | Mitutoyo Rectangular Gauge Block Set | 516-366-60 (Ceramic)Grace-0,32Pcs | 0
MTY516-368-10 | Mitutoyo Metric Rectangular Gauge | Block Set Grade-2,32Pcs,Cera 516-368-10 | 0
MTY516-371-11 | Mitutoyo Rectangular Gauge Block Set | Code No:516-371-11,Ceramic,Grade-1,88pcs | 0
MTY516-372-10 | Mitutoyo Rectangular Gauge Block Sets | Code No:516-372-10,Ceramic,Grade-2,88pcs | 0
MTY516-374-10 | Mitutoyo Ceramic Gauge Block Set | Grade:0,Size:125mm-500mm,8pcs | 0
MTY516-379-10 | Mitutoyo Ceramic Gauge Block Set | Code No: 516-379-10,Grade-1, 10pcs | 0
MTY516-397-10 | Mitutoyo Rectangular Block Gauge Set | Code No:516-397-10,Grade-2,46Pcs,Ceramic | 0
MTY516-402-16 | Mitutoyo Block Gauge Set,Grade 0 | Code No: 516-402-16,Steel,81pcs, | 0
MTY516-440-10 | Mitutoyo Metric Square Gauge Block Set | Code No:516-440-10,Steel,Grade.2,112pcs | 0
MTY516-451-10 | Mitutoyo Square Block Gauge Set | Code No: 516-451-10,76Pcs,Steel,Grade-1 | 0
MTY516-457-16 | Mitutoyo Steel Block Gauge,Grade:00 | Code No: 516-457-16,47pcs | 0
MTY516-531-66 | Mitutoyo Steel Gauge Block Set | Code No:516-531-66,Grade:K,112 pcs | 0
MTY516-537-66 | Mitutoyo Steel Gauge Block Set | Code No:516-537-66,47pcs,Grade:K | 0
MTY516-540-66 | Mitutoyo Steel Block Gauge Set | 516-540-66,8Pcs,Grade-K,125-175mm | 0
MTY516-541-66 | Mitutoyo Ceramic Gauge Block Set | Code No:516-541-66,Grade:K,112pcs | 0
MTY516-548-66 | Mitutoyo Gauge Block Set,Steel,82Pcs | Code No: 516-548-66 | 0
MTY516-598-10 | Mitutoyo Rectangular Gauge Block Set | Code No:516-598-10 Grade-1,Steel,112pcs | 0
MTY516-599-10 | Mitutoyo Rectangular Gauge Block Set | Code No:516-599-10 Grade-2,Steel,112pcs | 0
MTY516-601 | Mitutoyo Gauge Block Accessory/A Set | Code No: 516-601 (22Pcs) | 0
MTY516-612 | Square Gauge Block Accessories Set | Code No: 516-612 | 0
MTY516-650E | Mitutoyo gauge block maintenance kit | Code No: 516-650E | 0
MTY516-701-16 | Mitutoyo Steel Block Gauge Set | 516-701-16,8Pcs,Grade-K,200-250mm | 0
MTY516-701-26 | Mitutoyo Gauge Block Set | Code No: 516-701-26 Type:00 | 0
MTY516-702-10 | Mitutoyo Rectangular Gauge Block Set | Code No: 516-702-10,8pCS,Steel,Grade-0 | 0
MTY516-702-60 | Mitutoyo Rectangular Gauge Block,125~500 | Code No:516-702-60,8pcs,Steel,Grade:0 | 0
MTY516-703-10 | Mitutoyo Steel Long Block Sets | Code No: 516-703-10,8Pcs,Steel,Grade-1 | 0
MTY516-704-10 | Mitutoyo Rectangular Steel Block Gauge | Code No: 516-704-10,8Pcs,Grade 2. | 0
MTY516-901-26 | Mitutoyo Steel Gauge Block Set | Code No:516-901-26,Grade:00,Qty:81pcs | 0
MTY516-902-11 | Mitutoyo Inch Steel Block Gauge | Code No: 516-902-11, 81Pcs,Grade-0 | 0
MTY516-902-16 | Mitutoyo Block Gauge Set,Inch | Code No: 516-902-16, 81Pcs,Grade-0 | 0
MTY516-902-26 | Mitutoyo Gauge BLock Set | Code No:516-902-26,Qty:81pcs,Grade:0 | 0
MTY516-905-16 | Mitutoyo Gauge Block Set,Steel,82Pcs | Code No: 516-905-16 | 0
MTY516-906-16 | Mitutoyo Gauge Block Set,Steel,82Pcs | Code No: 516-906-16 | 0
MTY516-907-16 | Mitutoyo Gauge Block Set,Steel,82Pcs | Code No: 516-907-16 | 0
MTY516-908-16 | Mitutoyo Gauge Block Set,Steel,82Pcs | Code No: 516-908-16 | 0
MTY516-914-16 | Mitutoyo Gauge Block Set | Code No: 516-914-16 | 0
MTY516-916-16 | Mitutoyo Block Gauge Set,Grade-2 | Code No: 516-916-16,Steel,35Pcs | 0
MTY516-921-11 | Mitutoyo Steel Gauge Block Set | Code No: 516-921-11,10pcs,Grade 00 | 0
MTY516-922-16 | Mitutoyo Steel Inch Block Gauge | Code No: 516-922-16,10Pcs,Grade-0 | 0
MTY516-937-16 | Mitutoyo Steel Gauge Block Set | Code No:516-937-16,Grade:00,112pcs | 0
MTY516-938-10 | Mitutoyo Block Gauge 1.0005~100mm,112pcs | Codel: 516-938-10 | 0
MTY516-938-26 | Mitutoyo Steel Block Gauge Set | Code No: 516-938-26,112Pcs Grade:0 | 0
MTY516-938Z-10 | Mitutoyo gauge block set,grade "0" | Code No: 516-938Z-10,112pcs,Steel | 0
MTY516-939-10 | Mitutoyo Rectangular Gauge Block Set | Code No:516-939-10,Grade-1,Steel,112Pcs | 0
MTY516-939-60 | Mitutoyo Metric Rectangular Gauge Block | Set,112Pcs,Steel,Grade-1,516-939-60 | 0
MTY516-939Z-10 | Mitutoyo Block Gauge Set,Grade 1 | Code No: 516-939Z-10,112pcs,Steel | 0
MTY516-940-10 | Mitutoyo Rectangular Gauge Block Set | Code No:516-940-10,Grade-2,Steel,112Pcs | 0
MTY516-942-10 | Mitutoyo Steel Gauge Block Set | 516-942-10 Grade:0,103pcs,1.005-100mm | 0
MTY516-942-60 | Mitutoyo Steel Block Gauge Set | Code No: 516-942-60,103pcs,Grade-0 | 0
MTY516-943-10 | Mitutoyo Steel Block Gauge Set,Grade 1 | Code No: 516-943-10,103Pcs | 0
MTY516-943-60 | Mitutoyo Steel Block Gauge Set | Code No: 516-943-60,103pcs,Grade-1 | 0
MTY516-943Z-10 | Mitutoyo Block Gauge,Grade 1 | Code No: 516-943Z-10,103pcs,Steel | 0
MTY516-944-10 | Mitutoyo Block Gauge Set,103Pcs,Steel | Code No: 516-944-10 Grade 2 | 0
MTY516-946-10 | Mitutoyo Gauge Block Set | Grade 0,Size:1.001mm-100mm,ISO Cert | 0
MTY516-947-10 | Mitutoyo Rectangular Gauge Block Set | Code No:516-947-10,Grade-1,Steel,87pcs | 0
MTY516-948-10 | Mitutoyo Rectangular Gauge Block Set | Code No:516-948-10,Grade-2,Steel,87pcs | 0
MTY516-950-10 | Mitutoyo Block Gauge Set,Steel,Grade:0 | Code No: 516-950-10,76pcs,1.005~100 | 0
MTY516-954-10 | Mitutoyo Rectangular Gauge Block Set | Code: 516-954-10 56-block set Grade:0 | 0
MTY516-955-10 | Mitutoyo Rectangular Gauge Block Set | Code: 516-955-10 56-block set Grade:1 | 0
MTY516-956-10 | Mitutoyo Metric Rectangular Gauge | Block Set Grade-2,56pcs,Steel,516-956-10 | 0
MTY516-957-26 | Mitutoyo Steel Gauge Block set | Code No:516-957-26,47pcs,Grade:00 | 0
MTY516-958-10 | PLS QUOTE 516-958Z-10 (1pc ex-stock) |  | 0
MTY516-958Z-10 | Mitutoyo Block Gauge,Grade 0 | Code No: 516-958Z-10,47pcs,Steel | 0
MTY516-959-10 | Mitutoyo Block Gauge Set,47Pcs,Grade-1 | Code No: 516-959-10,Steel | 0
MTY516-960-10 | Mitutoyo Steel Gauge Block Set | Code No:516-960-10,47pcs,Grade:2 | 0
MTY516-962-10 | Mitutoyo Metric Rectangular Gauge Block | Set Code No:516-962-10(Steel)(47Pcs) | 0
MTY516-966-10 | Mitutoyo Block Gauge Set,Grade 0 | Code No: 516-966-10,32pcs,Steel | 0
MTY516-967-10 | Mitutoyo Block Gauge,Grade 1 | Code No: 516-967-10,32pcs,Steel | 0
MTY516-968-10 | Mitutoyo Metric Rectangular Gauge | Block Set Grade-2,32Pcs,Steel 516-968-10 | 0
MTY516-970-11 | Mitutoyo Steel Block Gauge Set,88Pcs | Code NO: 516-970-11,Grade-1 | 0
MTY516-971-10 | Mitutoyo Rectangular Gauge Block Set | Code No:516-971-10 Grade-1,Steel,88pcs | 0
MTY516-972-10 | Mitutoyo Rectangular Gauge Block Set | Code No:516-972-10 Grade-2,Steel,88pcs | 0
MTY516-977-60 | Mitutoyo Steel Gauge Block Set | Code No:516-977-60,Grade:K,10pcs | 0
MTY516-978-60 | Mitutoyo Block Gauge Set,Steel | Code No: 516-978-10,Grade-0, 10Pcs | 0
MTY516-978Z-10 | Mitutoyo gauge block BM1-10-0/PDZ | Code No: 516-978Z-10 | 0
MTY516-990-10 | Mitutoyo | Code No: 516-990-10 | 0
MTY517-103 | Mitutoyo Surface Granite (W/O Stand) | Code No: 517-103, 600x600x130mm | 0
MTY517-203-4 | Mitutoyo Stand | Code No: 517-203-4 (600x450x100mm) | 0
MTY517-210R | Mitutoyo Drop Prevention STD 2000X1500 | Code No: 517-210R | 0
MTY517-303C | Mitutoyo Granite Surface Plate (Grade0) | Code No: 517-303C 600x600x130mm | 0
MTY517-307C | Mitutoyo Granite Surface Plate (Grade0) | Code No: 517-307C 1000x750x150mm | 0
MTY517-307K | Mitutoyo Stand for Granite Surface Plate | Code No: 517-307K,1000X750(0)W/Cal Cert | 0
MTY517-311C | Mitutoyo Granite Surface Plate (Grade0) | Code No: 517-311C 450x300x100mm | 0
MTY517-407K | Mitutoyo Granite Surface Plate | Code No: 517-407K,1000X750(00)W/Cal Cert | 0
MTY517-414 | Mitutoyo Black Granite Surface PLate | Code No: 517-414 (600x450x100mm) | 0
MTY518-220 | Mitutoyo QM-Height | Code No: 518-220,0-350mmx0.001(0.005mm) | 0
MTY518-221 | Mitutoyo High Precision ABSOLUTE | Dgt Height Gauge (QM-Height)518-221 | 0
MTY518-222 | Mitutoyo QM-Height | Code No: 518-222,0-600mmx0.001(0.005mm) | 0
MTY518-224 | Mitutoyo Heightmatic | Code No:518-224,Range:300x0.001mm | 0
MTY518-225 | Mitutoyo ABSOLUTE Digital Height Gage | Model: 518-225 0-350mm/0-14" | 0
MTY518-227 | Mitutoyo ABSOLUTE Digital Height Gage | Model: 518-227 0-600mm/0-24" | 0
MTY518-351E-21 | Mitutoyo Linear Height Gage,in/mm | LH-600E with Free Installation & Calibre | 0
MTY519-109-10 | Mitutoyo Transfer Stand | Code No:519-109-10 | 0
MTY522-602 | Mitutoyo VERNIER CALIPER, PARALLAX FREEE | Code No: 522-602 | 0
MTY523-121 | Mitutoyo Dial Snap Meter | Code No: 523-121,0-25mmx0.001mm | 0
MTY523-122 | Mitutoyo Dial Sanp Meters | Code No: 523-122,25-50mmx0.001mm | 0
MTY523-123 | Mitutoyo Dial Snap Meter | Code No: 523-123,50-75mmx0.001mm | 0
MTY523-141 | Mitutoyo Snap Meter 25x0.001mm | Code No: 523-141 | 1
MTY526-101 | Mitutoyo Bore Gage | Code No: 526-101 Range:7-10mm | 0
MTY526-102 | Mitutoyo Bore Gage 10-18mm | Code No: 526-102 | 0
MTY526-125 | Mitutoyo Bore Gauge,10-18mmx0.001mm | Code No: 526-125 (2109SB-10) | 0
MTY526-126 | Mitutoyo Bore Gage | Code No: 526-126,7-10MM | 0
MTY526-127 | Mitutoyo Extra Small Bore Gauge | Code No: 526-127, 10-18mmx0.01mm(2046SB) | 0
MTY526-150 | Mitutoyo Bore Gage | Code No: 526-150 Range:3.70-7.30mm | 0
MTY526-153 | Mitutoyo Exra Small Hole Bore Gage | Code No:526-153 Range:3.70-7.30mmx0.01mm | 0
MTY526-160 | Mitutoyo Bore Gage W/O Indicator | Code No:526-170,Range:1.50mm-4.00mm | 0
MTY526-162 | Mitutoyo Bore Gage,Extra Small Holes | Code No: 526-162, 1.50-4.00mm | 0
MTY526-163 | Mitutoyo Exra Small Hole Bore Gage | Code No:526-163 Range:1.50-4.00mmx0.01mm | 0
MTY526-170 | Mitutoyo Bore Gage W/O Indicator | Code No:526-170,Range:0.95mm-1.55mm | 0
MTY526-173 | Mitutoyo Dial Bore Gauge with 2046SB | Code No:526-173,0.95mm-1.55mm | 0
MTY526688E | Mitutoyo AC Adaptor | Code No: 526688E | 0
MTY527-101 | Mitutoyo Vernier Depth Gage | Code No: 527-101, 150mmx0.02mm | 0
MTY527-102 | Mitutoyo Vernier Depth Caliper | Code No:527-102,Range:200mmx0.02mm | 0
MTY527-103 | Mitutoyo Vernier Depth Caliper | Code No: 527-103, 300mmx0.02mm | 0
MTY527-104 | Mitutoyo Vernier Depth Gage | Code No: 527-104,600mmx0.02mm | 0
MTY527-105 | Mitutoyo Vernier Depth Caliper | Code No: 527-105,0-1000x0.02mm | 0
MTY527-111 | Mitutoyo Vernier Depth Gage 0-6" | Code No: 527-111 | 0
MTY527-113 | Mitutoyo Vernier Depth Gage | Code No:MTY527-113 (Range: 0-12") | 0
MTY527-114 | Mitutoyo Vernier Depth Gage | Code No:MTY527-114 (Range:0-24") | 0
MTY527-115 | Mitutoyo Vernier Depth Caliper | Code No: 527-115, 0-40"x0.001" | 0
MTY527-121 | Mitutoyo Vernier Depth Caliper | Code No: 527-121, 150mmx0.02mm | 0
MTY527-122 | Mitutoyo Vernier Depth Gage | Code No:527-122 Range:200x0.02mm | 0
MTY527-123 | Mitutoyo Vernier Depth Caliper | Code No: 527-123,0-300X0.02mm | 0
MTY527-201 | Mitutoyo Vernier Depth Caliper | Code No: 527-201, 150mmx0.05mm | 1
MTY527-202 | Mitutoyo Vernier Depth Gage | Code No:527-202,Range:200mmx0.05mm | 0
MTY527-203 | Mitutoyo Vernier Depth Gage | Code No: 527-203,300mm x 0.05mm | 0
MTY527-204 | Mitutoyo Vernier Depth Gage | Code No: 527-204 Range: 0-600mm,0.05mm | 0
MTY527-205 | Mitutoyo Vernier Depth Gage | Code No: 527-205 Range: 0-1000mm,0.05mm | 0
MTY527-301-50 | CALIPER DVD15 |  | 0
MTY527-302-50 | CALIPER DVD20 |  | 0
MTY527-303-50 | Mitutoyo Dial Depth Gage | Code No: 527-303-50, 0-300mmx0.05mm | 1
MTY527-313-50 | Mitutoyo Dial Depth Gage | Code No:MTY527-313-50 (Range:0-12") | 0
MTY527-401 | Mitutoyo CALIPER VDS15H | Code No: 527-401 | 0
MTY527-402 | Mitutoyo CALIPER VDS20H | Code No: 527-402 | 0
MTY527-411 | Mitutoyo Vernier Depth Caliper | Code No:527-411,10-150mm(0-150mm)x0.02mm | 0
MTY527-412 | Mitutoyo Caliper VD-20H | Code No: 527-412 | 0
MTY528-106 | Mitutoyo Knife Straight Edge 400mm | Code No: 528-106 | 0
MTY530-100 | Mitutoyo Vernier Caliper | Code No; 530-100 (0-100mm x 0.05mm) | 0
MTY530-101 | pls quote MTY560-101 (2pcs ex-stock) | Code No:530-101,Range:150mmx0.05mm | 0
MTY530-102 | Mitutoyo Vernier Caliper | Code No: 530-102, 0-150mmx0.05mm | 0
MTY530-104 | Mitutoyo Vernier Caliper 150mm/0-6" | Code No:530-104 (0.05mm and 1/128") | 0
MTY530-105 | Mitutoyo Vernier Caliper,Inch | Code No: 530-105, 0-6"(1/128") | 0
MTY530-108 | Mitutoyo Vernier Caliper | Code No: 530-108, 200mmx0.05mm | 0
MTY530-109 | Mitutoyo Vernier Caliper | Code No: 530-109 Range: 0-300mm | 0
MTY530-114 | Mitutoyo Vernier Caliper (200mm/8") | Code No:530-114 (0.0078"/0.05mm) | 2
MTY530-115 | Mitutoyo Vernier Caliper | Code No:530-115,300X0.05mm/12"x1/128" | 2
MTY530-116 | Mitutoyo Vernier Caliper,Inch | Code No: 530-116,0-8" (1/128") | 0
MTY530-118 | Mitutoyo Vernier Caliper(in/mm) | Code No:530-118 8"x0.001"/200mmx0.02mm | 3
MTY530-119 | Mitutoyo Vernier Caliper | Code No: 530-119,300mmx0.02mm/12"x0.001" | 1
MTY530-122 | Mitutoyo Vernier Caliper | Code No: 530-122, 150x0.02mm | 0
MTY530-123 | Mitutoyo Vernier Caliper 0-200mm | Code No: 530-123 | 0
MTY530-124 | Mitutoyo Vernier Caliper | Code No: 530-124, 300mmx0.02mm | 0
MTY530-312 | Mitutoyo Vernier Caliper 6"/150mm | Code No: 530-312,150mmx0.02mm/6"x0.001" | 5
MTY530-312T-1 | Mitutoyo Caliper | Code No: 530-312T-1 | 0
MTY530-312V | Mitutoyo Vernier Caliper,150mm/6" | Code No: 530-312V | 0
MTY530-320 | Mitutoyo Vernier Caliper | Code No:530-320,Range:150mmx0.005mm | 0
MTY530-321 | Mitutoyo Vernier Caliper | Code No: 530-321, 200mmx0.05mm | 0
MTY530-322 | Mitutoyo Vernier Caliper | Code No: 530-322, 300mmx0.05mm | 0
MTY530-335 | Mitutoyo Vernier Caliper | Code No:530-335,150mmx0.05mm | 0
MTY530-501 | Mitutoyo Vernier Caliper | Code No: 530-501,600mmx0.05mm | 0
MTY530-502 | Mitutoyo Vernier Caliper 1000x0.05mm | Code No: 530-502 | 0
MTY531-101 | Mitutoyo vernier caliper | Code no: 531-101 | 0
MTY531-102 | Mitutoyo Vernier Caliper W thump clamp | Code no:531-102,Range:200x0.05mm | 0
MTY531-103 | Mitutoyo Vernier Caliper W Thump Clamp | Code no:531-103,Range:300x0.08mm | 0
MTY531-108 | Mitutoyo Vernier Caliper with in/mm | double scale,200x0.05mm/8"x1/128" | 0
MTY531-109 | Mitutoyo Vernier Caliper (mm/inch) | double scale,300mmx0.08mm,534-109 | 0
MTY531-112 | Mitutoyo Vernier Caliper,300x0.02mm | Code No: 531-112 | 0
MTY531-128 | Mitutoyo Vernier Caliper | Code 531-128, 0 - 6"/150mm X .001" | 0
MTY531-129 | Mitutoyo Vernier Caliper (mm/inch) | double scale,200mmx0.03mm,531-129 | 0
MTY532-101 | Mitutoyo Vernier Caliper, | Code No:532-101,with fine adjustment | 0
MTY532-102 | Mitutoyo Vernier Caliper | Code No:532-102 Range:0-180mm | 0
MTY532-119 | Mitutoyo Vernier Caliper,in/mm | W/Fine adjustment,130x0.02mm/5"x0.001" | 0
MTY532-120 | Mitutoyo Vernier Caliper (in/mm) | Code No: 532-120,180x0.02mm/7"x0.001" | 0
MTY532-121 | Mitutoyo Vernier Caliper,in/mm | Code No:532-121,280x0.02mm/11"x0.001" | 0
MTY534-101 | Mitutoyo Long Jaw Vernier Caliper | Code No: 534-101,300mm/12" | 0
MTY534-102 | Mitutoyo Long Jaw Vernier Caliper | Code No:534-102,Range:0(20)x500mm | 0
MTY534-103 | Mitutoyo Long Jaw Vernier Caliper | Code :534-103,0(20)-750mm/0.05mm/ 1/128" | 0
MTY534-104 | Mitutoyo Long Jaw Vernier Caliper | Code No:534-104,Range:0(20)-1000mm | 0
MTY534-105 | Mitutoyo Long Jaw Venier Caliper | Range:0(10)-300mm/0(0.3")-12" | 0
MTY534-106 | Mitutoyo Long Jaw Vernier Caliper | Code No:534-106,0(20)-500mmx0.02mm/.001" | 0
MTY534-109 | Mitutoyo Long Jaw Vernier Caliper,300mm | Code No: 534-109 | 0
MTY534-110 | Mitutoyo Long Jaw Vernier Caliper,500mm | Code No: 534-110 Range | 0
MTY534-113 | Mitutoyo Long Jaw Vernier Caliper | Code No: 534-113, 0(10)-300mmx0.02mm | 0
MTY534-114 | Mitutoyo Long Jaw Vernier Caliper | Model: 534-114,0(20)-500mmx0.02mm | 0
MTY534-115 | Mitutoyo Long Jaw Vernier Caliper | Code No: 534-115,0(20)-750mmx0.02mm | 0
MTY534-116 | Mitutoyo Long Jaw Vernier Caliper | Code No: 534-116,1000mmx0.02mm | 0
MTY534-118 | Mitutoyo Long Jaw Vernier Caliper | Code No:534-118,Range:0(.8")x20" | 0
MTY534-119 | Mitutoyo Long Jaw Vernier Caliper | Code No:534-119,Range:0(.8")x30" | 0
MTY534-120 | Mitutoyo Long Jaw Vernier Caliper | Code No:MTY534-120 (Range:0(.8"-)-40") | 0
MTY536-107 | Mitutoyo OffSet Centerline VernierCalipe | Code No: 536-107,10-310mmx0.05mm | 0
MTY536-121 | Mitutoyo CALIPER NT12-15 | Code No: 536-121 | 0
MTY536-134 | Mitutoyo CALIPER NT13-15 | Code No: 536-134 | 0
MTY536-135 | Mitutoyo Vernier Caliper | Code No: MTY536-135 | 0
MTY536-142 | Mitutoyo Inside Caliper (+-0.12mm) | Code No: 536-142 Range: 10-200mm | 0
MTY536-146 | Mitutoyo Absolute Inside Caliper | Point Type Range: 20-150mm (Vernier) | 0
MTY536-151 | Mitutoyo CALIPER NT15-15 | Code No: 536-151 | 0
MTY536-152 | Mitutoyo Outside Point Type Caliper | Point Type Range: 0-150mm (Vernier) | 0
MTY539-116-30 | Mitutoyo AT103 Linear ScaleSTD Spar Type | Code No: 539-116-30, 350mm/14" | 0
MTY539-806 | Mitutoyo AT715 Linear Scale | Code No: 539-806, 350mm/14" | 0
MTY540774 | Mitutoyo Spindle Lifting Cable | Code No: 570774 | 2
MTY542-016 | Mitutoyo ED Counter EG-101D | Code No:542-016 | 0
MTY542-222 | Mitutoyo LGB-110 | Code No: 542-222 | 0
MTY543-256B | Mitutoyo Digimatic INdicator(inch/mm) | Code No: 543-256B Range: 12.7x0.001mm | 0
MTY543-260 | Mitutoyo Digimatic Indicator | Code No: 543-260, 12.7mmx0.001mm | 0
MTY543-260B | Mitutoyo DM INDICATOR ID-C112AB | Code No: 543-260B | 0
MTY543-261 | Mitutoyo ABS Digimatic Indicator | 543-261,12.7x0.001mm/0.5"x0.00005" | 0
MTY543-261B | Mitutoyo DM Indicator | Code No: 543-261B | 0
MTY543-262 | Mitutoyo Digimatic Indicator | 543-262,0.5"x0.00005"/12.7mmx0.001mm | 0
MTY543-262B | Mitutoyo DM Indicator IDE-C112AEB | Code No: 543-262B | 0
MTY543-264B | Mitutoyo Digimatic Indicator | Code No:543-264B,Range:12.7mmx0.001mm | 0
MTY543-265B | Mitutoyo Digimatic Indicator(inch/mm) | Code No:543-265B,Range:12.7mmx0.001mm | 0
MTY543-266B | Mitutoyo Digimatic Indicator | Code No: 543-266B Range:12.7mm/.5" | 0
MTY543-280 | Mitutoyo Dgt Indicator, W/lug | Code No: 543-280,12.7mmx0.001mm | 0
MTY543-280B | Mitutoyo | Code No: 543-280B | 0
MTY543-285B | Mitutoyo Digimatic Indicator | Code No: 543-285B Range: 12.7mmx0.001mm | 0
MTY543-300 | Mitutoyo Digimatic Indicator | Code No: 543-300, 12.7mmx0.001mm | 0
MTY543-300B | Mitutoyo DM INDICATOR ID-C112AB | Code No: 543-300B | 0
MTY543-301 | Mitutoyo Digimatic Indicator | 543-301, 12.7mmx0.001mm / 0.5"x0.00005" | 0
MTY543-301B | Mitutoyo Digimatic Indicator | Code No: 543-301B,12.7mm/0.5" | 0
MTY543-302 | Mitutoyo Dgmt Indicator,Peak Hook Type | Code No: 543-302,12.7mm/0.5" | 0
MTY543-350B | Mitutoyo Dgmt Indicator | Code No: 543-350B | 0
MTY543-390 | Mitutoyo Digimatic Indicator | Code No: 543-390 0-12.7mm x 0.001mm | 2
MTY543-390B | Mitutoyo Digimatic Indicator ID-C | Code No: 543-390B (12.7mm/0.001mm) | 1
MTY543-391 | Mitutoyo ABS Digimatic Indicator | 543-391,12.7mmx0.001mm/0.5"x0.00005" | 1
MTY543-391B | Mitutoyo Digimatic Indicator | 543-391B, 12.7mmx0.001mm/0.5"x0.00005" | 0
MTY543-392 | Mitutoyo DM Indicator ID-C112EX | Code No: 543-392 | 0
MTY543-392B | Mitutoyo Digimatic Indicator,in/mm | 543-392B,12.7"/0.5" X 0.001mm/0.00005" | 0
MTY543-394 | Mitutoyo ABS Digimatic Indicator | Code No:543-394,12.7mmx0.001mm | 0
MTY543-394B | Mitutoyo ABS Digimatic Indicator | Code No: 543-394B, 12.7mmx0.001mm | 0
MTY543-395 | Mitutoyo DM Indicator ID-C112CMX | Code No: 543-395 | 0
MTY543-395B | Mitutoyo Digimatic Indicator,Flat back | Code No:543-395B,12.7mm/0.5"x0.001mm | 1
MTY543-396 | Mitutoyo Dgmt Indicator, 12.7x0.001mm | Code No: 543-396, 0.5"x0.00005" | 0
MTY543-400 | Mitutoyo Digimatic Indicator | Code No: 543-400,12.7mmx0.01mm | 0
MTY543-400B | Mitutoyo Digimatic Indicator,12.7x0.01mm | Code No: 543-400B (Flat back) | 0
MTY543-401 | Mitutoyo Digimatic Indicator | Code no: 543-401 | 0
MTY543-401B | Mitutoyo Dgmt Indicator | 543-401B,12.7mmx0.01mm/0.5"x0.00005" | 0
MTY543-402 | Mitutoyo ABS Digimatic Indicator | Code No: 543-402 .5"x.001" (W/lug) | 0
MTY543-402B | Mitutoyo ABS Digimatic Indicator | Code No: 543-402B .5"x.001" (Flat-back) | 0
MTY543-404 | Mitutoyo Digimatic Indicator | Code No: 543-404, 12.7mmx0.01mm | 0
MTY543-404B | Mitutoyo DM INDICATOR ID-C1012CXB | Code No: 543-404B | 0
MTY543-405 | Mitutoyo Digital Indicator | Code No: 543-405,12.7x0.01mm/0.5"x.0005" | 2
MTY543-405B | Mitutoyo Digital Indicator(Flat-back) | Code No: 543-405B,12.7x0.01mm/0.5"x.0005 | 1
MTY543-406B | Mitutoyo ABS Digimatic Indicator | 12.7x0.01mm/0.5"x.0005,Low Force Meas. | 0
MTY543-462B | mitutoyo Dig. Indicator model : | Code No: 543-462B | 0
MTY543-470B | Mitutoyo Digimatic Indicator IP42 | Code No:543-470B (25.4mmx0.001mm) | 1
MTY543-471B | Mitutoyo Digmatic Indicator (mm/in) | Code No:543-471B 1"x.00005"/25.4x0.001mm | 2
MTY543-472B | Mitutoyo Digimatic Indicator,ANSI Type | Code No:543-472B,Range:25.4mm/1"x0.0005" | 0
MTY543-474B | Mitutoyo Dgt Indicator | Code No: 543-474B, 25.4X0.01mm | 1
MTY543-475B | Mitutoyo DM INDICATOR ID-C1025MXB | Code No: 543-475B | 0
MTY543-480B | Mitutoyo Digimatic Indicator | Code No:543-480B Range:25.4mmx0.001mm | 0
MTY543-490B | Mitutoyo ABS Digimatic Indicator | Code No: 543-490B,50.8mmx0.001mm | 1
MTY543-491B | Mitutoyo Digimatic Indicator | Code No: 543-491B (2"/50.8mm) | 2
MTY543-492B | Mitutoyo Dgt Indicator,2"X0.00005" | Code No: 543-492B | 0
MTY543-494B | Mitutoyo ABS Digimatic Indicator | Code no: 543-494B, 50.8mmx0.01mm | 0
MTY543-495B | Mitutoyo Digimatic Indicator | Code No:543-495B,50.8x0.01mm/2"x0.0005" | 1
MTY543-500 | Mitutoyo Digimatic Indicator | Code No: 543-500,12.7mmx0.001mm | 0
MTY543-551E | Mitutoyo Digimatic Indicator | Code No:543-551E(25mmX0.001mm/0.01mm) | 1
MTY543-552E | Mitutoyo Dgt Indicator,1"x.00002/.00005" | Code No:543-552E,25x0.001/0.01mm | 2
MTY543-553-1 | Mitutoyo Digimatic Indicator | Code No: 543-553-1 Range: 50 x 0.001mm | 0
MTY543-553E | ABSOLUTE Digimatic Indicator,ID-F | Code No: 543-553E (50x0.001mm) | 0
MTY543-554E | ABSOLUTE Digimatic Indicator ID-F | Code No:543-554E (50mm/2") | 4
MTY543-557E | Mitutoyo Absolute Digimatic Indicator | with Back-lit LCD Screen Range:50mm | 0
MTY543-558E | Mitutoyo Digimatic Indicator ID-F | Code No: 543-558E Range: 2"/50.8mm | 0
MTY543-561E | Mitutoyo Dgmt Indicator | Code No: 543-561E,30.4x0.0005mm(0.001mm) | 0
MTY543-562E | Mitutoyo DM Indicator ID-H0530 | Code No : 543-562E | 1
MTY543-563E | ABSOLUTE Digimatic Indicator-ID-H, | Code No: 543-563E 60.9x0.001/0.0005mm | 0
MTY543-564E | Mitutoyo Absolute Digimatic Indicator | Code No: 543-564E Range: 2.4" | 0
MTY543-570 | Mitutoyo Digimatic Indicator | Code No: 543-570, 12.7mmx0.01mm | 0
MTY543-575 | Mitutoyo Digimatic Indicator | Code No: 543-575 Range:12.7mm | 0
MTY543-576 | Mitutoyo ABS Digimatic Indicator ID-N/B | Code No: 543-576,0.5"x/12.7mm | 0
MTY543-581 | Mitutoyo Digimatic Indicator,in/mm | Code No: 543-581,0.2"x0.0005"/5mmx0.01mm | 0
MTY543-681 | Mitutoyo DGT Iindicator ID-S1012 | replaced by 543-781 | 0
MTY543-681B | Mitutoyo DGT Indicator ID-S1012B | replaced by 543-781B | 0
MTY543-683 | DM INDICATOR ID-S1012E |  | 0
MTY543-683B | Mitutoyo DGT Indicator ID-S1012EB | replaced by 543-783B | 0
MTY543-690 | Mitutoyo ABS Digimatic Indicator ID-S | Code No: 543-690 Range: 12.7mm | 0
MTY543-691 | Mitutoyo DIG.Indicator | Code No: 543-691 | 0
MTY543-691B | Mitutoyo Digimatic Indicator,ID-S | Code No: 543-691B,(in/mm)Range:0.5" | 0
MTY543-781 | Mitutoyo DM Indicator (w/lug) | Code No: 543-781,12.7mmx0.01mm | 0
MTY543-781B | Mitutoyo ABS Digimatic Indicator | Code No; 543-781B,12.7mmx0.01mm | 3
MTY543-782 | Mitutoyo Absolute Digimatic Indicator | Code No:543-782(543-682) | 0
MTY543-782B | Mitutoyo Digimatic Indicator,flat-back | Code No:543-782B,12.7/0.5"x0.01mm/0.005" | 0
MTY543-783 | Mitutoyo ID-S1012EX | Code No: MTY543-783 | 0
MTY543-783B | Mitutoyo DM INDICATOR ID-S1012EB | Code No: 543-783B | 0
MTY543-790 | Mitutoyo Digimatic Indicator ID-SX | Code No:543-790 Range:12.7mmx0.001mm | 1
MTY543-790B | Mitutoyo ABS Digimatic Indicator | Code No: 543-790B, 12.7mmx0.001mm | 0
MTY543-791 | Mitutoyo ABS Digimatic Indicator ID-SX 1 | Code No: 543-791 | 1
MTY543-791B | pls quote MTY543-691B (1pc ex-stock) | 543-791B,12.7mmx0.001mm/0.5"x0.00005" | 0
MTY543-792B | Mitutoyo Digimatic Indicator | Code No: 543-792B | 0
MTY543-793B | Mitutoyo Digimatic Indicator ID-S | Code No: 543-793B | 0
MTY543-794 | Mitutoyo Digimatic Indicator | Code No:543-794 Range:12.7mmx0.001mm | 0
MTY543-794B | Mitutoyo Abolute Digimatic Indicator | Code No:543-794B, Range:12.7mmx0.001mm | 0
MTY544-535 | Mitutoyo Laser Scan Micrometer | LSM-503S/JIS Code No: 544-535 | 0
MTY544-540 | Mitutoyo Laser Scan Micrometer | Code No: 544-540,LSM-512S/IEC/FDA | 0
MTY544-723 | Mitutoyo DM INDICATOR ID-C112MXB | Code No: 544-723 | 0
MTY544723 | Mitutoyo Rubber Top | Code No: 544723 | 0
MTY546-135 | Mitutoyo Contact Force Gage | 546-135,Peak Hold,0.06N-0.5Nx0.02N | 0
MTY547-211 | Mitutoyo ABS Digimatic Depthn Gage | Code No: 547-211, 0-200mmx0.01mm | 1
MTY547-212 | Mitutoyo AB LCD Depth Gauge, | Indicator Type,0-200mmx0.01mm,547-212 | 0
MTY547-217S | Mitutoyo ABS Digimatic Depth Gage | Code No: 547-217S,8"x0.0005"/200x0.01mm | 0
MTY547-218S | Mitutoyo Digimatic Depth Gage/IDC | Code No: 547-218S | 0
MTY547-251 | Mitutoyo ABS Digimatic Depth Gage | Code No: 547-251 Range:200mmx0.001mm | 0
MTY547-252 | MITUTOYO Digimatic Depth Gage | Code No: MTY547-252 | 0
MTY547-257S | Mitutoyo ABS Digimatic Depth Gage | 547-257S,8”x00005"/200x0.001mm | 0
MTY547-258S | Mitutoyo Digimatic Depth Gage/IDC112 | Code No: 547-258S | 0
MTY547-300S | Mitutoyo Digimatic Thickness Gage/IDC | Code No:547-300S,0-.4"x.0005"/10x0.01mm | 0
MTY547-301 | Mitutoyo Digimatic Thickness Gage | Code No: 547-301,0-10mmx0.01mm | 1
MTY547-312S | DIGIMATIC INDICATOR IDC |  | 0
MTY547-313 | Mitutoyo Dgt Thickness Gauge | Code No: 547-313,0-10mmx0.01mm | 0
MTY547-315 | Mitutoyo Digimatic Thickness Gauge | Code No: 547-315,0-10mmx0.01mm | 0
MTY547-316S | Mitutoyo Digimatic Indicator | Code No: 547-316S | 0
MTY547-320S | DIGIMATIC THICKNESS GAGE/IDC |  | 0
MTY547-321 | Mitutoyo Digimatic Indicator | Code No: 547-321, 0-10mmx0.01mm | 0
MTY547-360 | Mitutoyo ABS Digimatic Tnicknes gauge | Code No:547-360,Range:10mmx0.01mm | 0
MTY547-361S | Mitutoyo Digimatic Indicator | Code No: 547-361S | 0
MTY547-400S | Mitutoyo Digimatic Thickness Gage | 547-400S,.47"x.00005"/0-12x0.001mm | 2
MTY547-401 | Mitutoyo Digimatic Thickness Gages(MM) | Code No: 547-401,0-12mmx0.001mm | 0
MTY547-520 | Mitutoyo Digital Thickness Gage | Code No: 547-520, 0.4"/0.47"/10mm | 0
MTY547-520S | Mitutoyo Digital Thickness Gauge | Code No:547-520S,0-.4"/0.47"/10mmx0.01mm | 0
MTY547-526 | Mitutoyo Dgmt Thickness Gage | 547-526,0-.470"/12mmx.0001"/0.001mm | 0
MTY547-526S | Mitutoyo DM Thickness Gage/IDSX | Code No: 547-526S | 0
MTY550-203-10 | Mitutoyo ABSOLUTE Dgt Caliper,450mm | Code no:550-203-10 | 0
MTY550-205-10 | Mitutoyo ABS Dgt Caliper with | Nib Style Jaws 0-600mm(20-620mm)x0.01mm | 0
MTY550-207-10 | Mitutoyo ABS Dgt Caliper with | Nib Style Jaws,1000mm(20-1020mm)x0.01mm | 0
MTY550-225-10 | Mitutoyo Dgt Caliper w/Nib Style Jaws | Code No: 550-225-10,0-24"/0-600mm | 0
MTY550-227-10 | Mitutoyo ABS Digimatic Caliper | with Nib Style Jaws 40"/1000mm | 0
MTY550-301-10 | Mitutoyo Digimatic Caliper | Code No: 550-301-10,0-200mm(10-210mm) | 0
MTY550-311-10 | Mitutoyo ABS Digimatic Caliper with | Nib Style Jaws, 200mmx0.01mm | 0
MTY550-331-10 | Mitutoyo ABS Dgt Caliper with | Nib Style Jaws,300mm(10-310mm)x0.01mm | 0
MTY550-341-10 | Mitutoyo ABSOLUTE Dgt Caliper 300mm/12" | Codel: 550-341-10 (0.01mm/0.0005") | 0
MTY551-204-10 | Mitutoyo ABS Dgt Caliper | Code No: 551-204-10,500x0.01mm | 0
MTY551-206-10 | Mitutoyo ABS Digimatic Caliper | 750mmx0.01mm(20-770mm), | 0
MTY551-224-10 | Mitutoyo ABS Dgmt Caliper | Code No: 551-224-10,0-20"/500mm | 0
MTY551-227-10 | Mitutoyo ABS Digimatic Caliper | with Nib Style & STD Jaws 40"/1000mm | 0
MTY551-301-10 | Mitutoyo ABS Dgt Caliper | with Nib Style & STD Jaws,200mmx0.01mm | 0
MTY551-311-10 | Mitutoyo ABS Dgmt Caliper | 200mm(10-210mm)/ 8"(.4"-8.4") | 0
MTY551-331-10 | Mitutoyo ABS Dgt Caliper with Nib Style | and Std Jaws ,0-300mm(10-310mm)x0.01mm | 0
MTY551-341-10 | Mitutoyo ABS Dgt Caliper with Nib Style | and Std Jaws,300mm/12" 551-341-10 | 0
MTY552-151-10 | Mitutoyo ABS Coolant Proof Carbon Fiber | Digital Caliper,0(20)600mmx0.01mm | 0
MTY552-153-10 | Mitutoyo ABS Carbon Fiber Caliper | Code No:552-153-10,0(20)-1500mmx0.01mm | 0
MTY552-154-10 | Mitutoyo ABS Coolant Proof Carbon Fiber | Caliper,, 0(20)-2000mmx0.01mm | 0
MTY552-156-10 | Mitutoyo ABS Dgmt Coolant Proof Carbon | Fiber Caliper,0(20)-600mmx0.01mm | 0
MTY552-160-10 | Mitutoyo ABS Coolant Proof Carbon Calipr | ,0(20)-450mm/0(0.5")-18"x0.01mm/0.005" | 0
MTY552-161-10 | ABS Coolant Proof Carbon Fiber Caliper | 0(20)-600x0.01mm/0(0.5")-24"x.0005" | 0
MTY552-162-10 | Mitutoyo Digital Caliper,Carbon | Code No: 552-162-10, 1-40"/20-1000mm | 0
MTY552-163-10 | Mitutoyo ABS Coolant Proof Carbon | Fiber Caliper,0(1")-60"x0.0005"/1500mm | 0
MTY552-164-10 | ABS Coolant Proof Carbon Fiber Caliper | 0(20)-2000mmx0.01mm/0(1")-80"x0.0005" | 0
MTY552-166-10 | Mitutoyo ABS Dgmt Coolant Proof Carbon | Fiber Caliper,0(0.5")-24" /0(20)-600mm | 0
MTY552-181-10 | Mitutoyo ABSOLUTE Coolant Proof | Fiber Caliper,0-450mm 552-181-10 | 0
MTY552-182-10 | Mitutoyo ABSOLUTE Coolant Proof Carbon | Fiber Caliper,0 - 600mm 552-182-10 | 0
MTY552-183-10 | Mitutoyo ABSOLUTE Coolant Proof | Fiber Caliper,0-1000mm 552-183-10 | 0
MTY552-184-10 | Mitutoyo ABSOLUTE Coolant Proof Carbon | Fiber Caliper,0-1500mm 552-184-10 | 0
MTY552-185-10 | Mitutoyo ABS Coolant Proof Carbon | Fiber Dgt Caliper 552-185-10,2000x0.01mm | 0
MTY552-191-10 | Mitutoyo ABS Carbon Fiber Caliper | W Interchangeable Jaws (0-18"/0-450mm) | 0
MTY552-192-10 | Mitutoyo Dgt Coolant Proof Carbon | Fiber Caliper,24"/600mm,552-192-10 | 0
MTY552-193-10 | Mitutoyo ABS Coolant Proof Fiber Caliper | 552-193-10,1000x0.01mm/40"x0.0005" | 0
MTY552-194-10 | Mitutoyo ABS Coolant Carbon Fiber | caliper,1500mm/60" 552-194-10 | 0
MTY552-195-10 | Mitutoyo ABS Coolant Proof Carbon Fiber | Dgt Caliper 552-195-10,2000mm/80" | 0
MTY552-302-10 | Mitutoyo ABS Coolant Proof Carbon Fiber | Dgt Caliper,552-302-10,0(20)450mmx0.01mm | 0
MTY552-303-10 | Mitutoyo ABS Dgt Coolant Proof Carbon | Fiber Caliper,0(20)-600mmx0.01mm | 0
MTY552-304-10 | Mitutoyo ABS Proof Carbon Fiber | Digital Caliper,0(20)-1000mmx0.01mm | 0
MTY552-305-10 | Mitutoyo ABS Coolant Carbon Fiber | Caliper with Interchangeable Jaws,1500mm | 0
MTY552-306-10 | Mitutoyo Coolant Proof Fiber Caliper | Code No:552-306-10 | 0
MTY552-312-10 | Mitutoyo ABS Coolant Proof Carbon | Fiber Caliper,552-312-10, 18"/450mm | 0
MTY552-313-10 | Mitutoyo ABS Coolant Proof Carbon Fiber | Dgt Caliper 24"/600mm 552-313-10 | 0
MTY552-314-10 | Mitutoyo Coolant Carbon Fiber Caliper | Code No: 552-314-10,0(1")-40"/1000mm | 0
MTY552-315-10 | Mitutoyo ABS Carbon Fiber Caliper | W Interchangeable 0(1")-60"/0(20)-1500mm | 0
MTY552-316-10 | Mitutoyo ABS Carbon Fiber Caliper | W Interchangeable 0(1")-80"/0(20)-2000mm | 0
MTY560-101 | Mitutoyo Vernier Caliper 0-150MM | Code No: 560-101 | 0
MTY568-361 | Mitutoyo ABS Digimatic Snap-Open | Bore Gage, 6-8mmx0.001mm Code No:568-361 | 0
MTY568-364 | Mitutoyo Borematic Bore Gage | Code No: 568-364 Range:12-16mmx.001mm | 0
MTY568-365 | Mitutoyo Borematic (16-20mmx0.001mm) |  | 0
MTY568-366 | Mitutoyo ABS Dgmtc Snap-OPen Bore Gage | Code No: 568-366 Range: 20-25mm | 0
MTY568-367 | Mitutoyo ABS Dgt Borematic | Code No: 568-367,25-30mmx | 0
MTY568-368 | Mitutoyo Holtest,30-40x0.001mm | ABS Dgt Snap-Open Bore Gage | 0
MTY568-369 | Mitutoyo ABS Borematic | Code No:568-369 Range:40-50mmx0.001mm | 0
MTY568-466 | Mitutoyo ABS Dgt Snap-Open Bore Gauge | Code No: 568-466,.8"-1" | 0
MTY568-925 | Mitutoyo ABSOLUTE Digimatic Snap Bore | Gauges (12 - 25mm) Code No:568-925 | 0
MTY568-926 | Mitutoyo Holtest,25-50x0.001mm | Interchangeable-Head Bore Gage Set | 0
MTY568-957 | Mitutoyo Holtest,25-50x0.001mm | Non-Interchangeable-Head Snap-Open Bore | 0
MTY568-983-10 | Mitutoyo ABS Borematic Gage Set | Code No:568-983-10 Range:25-50mm | 0
MTY570-227 | Mitutoyo ABS Digimatic Height Gage | Code No: 570-227,200mmx0.01mm | 0
MTY570-244 | Mitutoyo ABS Digimatic Height Gage | Code No: 570-244, 300X0.01mm/12"x0.0005" | 0
MTY570-248 | Mitutoyo LCD ABS Digimatic Height | Code No: 570-248,40"x0.0005"/1000x0.01mm | 0
MTY570-302 | Mitutoyo ABS Digimatic Height Gage | Code No: 570-302, 300mmx0.01mm (mm only) | 0
MTY570-304 | Mitutoyo Digimatic Height Gage | Code No: 570-304 Range: 0-600mm | 0
MTY570-312 | Mitutoyo Abs Digimatic Height Gage | Code No: 570-312,300x0.01mm/12"x0.0005" | 2
MTY570-313 | Mitutoyo Digimatic Height Gage 0-18" | Code No: 570-313 | 0
MTY570-314 | Mitutoyo Digimatic Height Gage | Code No: 570-314 Range: 0-24" | 0
MTY570-322 | Mitutoyo HDS-H30C | Code No: 570-322 | 0
MTY571-100MOT-10 | Mitutoyo Tire Tread Depth Gage | Code No:571-100MOT-10,Rage:0-25mmx0.1mm | 0
MTY571-201-20 | Mitutoyo Dgt Depth Caliper | Code No: 571-201-20,150mmx0.01mm | 0
MTY571-201-30 | Mitutoyo Digimatic Depth Gauge | Code No: 571-201-30, 150mmx0.01mm | 0
MTY571-202-20 | Mitutoyo ABS Digimatic Depth Caliper | Code No: 571-202-20, 200mmx0.01mm | 0
MTY571-202-30 | Mitutoyo Digimatic Depth Gauge | Code No: 571-202-30 | 0
MTY571-203-20 | Mitutoyo ABS Digimatic Depth Gage | Code No: 571-203-20, 300mm x 0.01mm | 0
MTY571-204-10 | Mitutoyo ABS Dgt Depth Caliper | Code No: 571-204-10,0-450mmx0.01mm | 0
MTY571-205-10 | Mitutoyo ABS Dgmt Depth Caliper | Code No: 571-205-10,600mmx0.01mm | 0
MTY571-207-10 | Mitutoyo ABS Dgmt Depth Gage | Code No: 571-207-10,1000mmx0.01mm | 0
MTY571-211-20 | Mitutoyo Digimatic Depth Gage | Code No: 571-211-20 Range: 0-6" | 0
MTY571-211-30 | Mitutoyo Digimatic Depth Gauge | Code No: 571-211-30 | 1
MTY571-212-20 | Mitutoyo Digimatic Depth Gauge | Code No: 571-212-20,0-200mm/8" x 0.01mm | 0
MTY571-212-30 | Mitutoyo Digimatic Depth Gauge | Code No: 571-212-30 | 0
MTY571-213-10 | Mitutoyo Digimatic Depth Gauge | Code No: 571-213-10,0-300mm/12" x 0.01m | 0
MTY571-214-10 | Mitutoyo ABS Digimatic Depth Gage | 571-214-10,18"x0.0005"/450mmx0.01mm | 0
MTY571-215-10 | Mitutoyo ABS Digimatic Depth Caliper | 571-215-10,24"X.0005"/600X0.0.01mm | 0
MTY571-216-10 | Mitutoyo Digimatic Depth Gage | Code No: 517-216-10 Range: 0-30"/750mm | 0
MTY571-217-10 | Mitutoyo Digimatic Depth Gage | Code No: 571-217-10 Range: 0-40"/1000mm | 0
MTY571-251-10 | Mitutoyo ABS Dgt Depth Caliper | Code No: 571-251-10,150mmx0.01mm | 0
MTY571-252-10 | Mitoyoyo Depth Gage | Code No:571-252-10 | 0
MTY571-253-10 | Mitutoyo ABS Digimatic Depth Gage | Code No: 571-253-10 Range: 0-300mm | 0
MTY571-254-10 | Mitutoyo Depth Caliper | 571-254-10,10-160mm(0-150mm)x0.01mm | 0
MTY571-261-10 | Mitutoyo ABSOLUTE Digimatic Depth Gage | Code No:571-261-10,6"/150mm.0005"/0.01mm | 0
MTY571-263-10 | Mitutoyo ABS Dgmt Depth Caliper | Code No:571-263-10,12"x0.0005"/300x0.01m | 0
MTY571-264-10 | Mitutoyo Dgmt Depth Gage Caliper | Code No: 571-264-10, 0.4"-6.4"/10-160mm | 0
MTY573-116-10 | Mitutoyo DM CALIPER NTD10PB-P20C | Code No: 573-116-10 | 0
MTY573-117-10 | Mitutoyo ABS Centerline Caliper | Code No: 573-117-10 Range:10-300mm | 0
MTY573-118-10 | Mitutoyo DM CALIPER NTD10B-P20C | Code No: 573-118-10 | 0
MTY573-119-10 | Mitutoyo ABS Centerline Caliper | 573-119-10,10-300mm,Edge-to-center, | 0
MTY573-181-20 | Mitutoyo ABS Digimatic Snap Caliper | Code No: 573-181-20, 100mmx0.01mm | 0
MTY573-182-20 | Mitutoyo ABS Digimatic Snap Caliper | Code No: 573-182-20, 150mx0.01mm | 0
MTY573-191-20 | Mitutoyo Absolute Low Force Caliper | Code No: 573-191-20 Range:0-80mm | 0
MTY573-282-20 | Mitutoyo Abosolute Low Force Dgt Caliper | Code No:573-282-20(6"/150mm) | 0
MTY573-291-20 | Mitutoyo ABS Dgmt Low Force Caliper | Code No:573-291-20,7"x0.0005"/180x0.01mm | 0
MTY573-313 | Mitutoyo HDS Digimatic Height Gage | Model: 570-313 | 0
MTY573-601 | Mitutoyo Digital Offset Caliper | Code No:573-601 (150x0.01mm) | 0
MTY573-604 | Mitutoyo Offset Caliper | Code No:573-604,Range:0-300mmx0.01mm | 0
MTY573-605 | Mitutoyo Offset Centerline Dgt Caliper | Code No: 573-605, 10-160mmx0.01mm | 0
MTY573-606 | Mitutoyo Offset Dgmt Caliper | Code No: 573-606,10-210mmx0.01mm | 0
MTY573-608 | Mitutoyo OffSet Centerline Dgt Caliper | Code No: 573-608,10-310mmx0.01mm | 0
MTY573-616 | Mitutoyo Digital Offset Centerline | Caliper, 10-210mm Model: 573-616 | 0
MTY573-618 | Mitutoyo Offset Centerline Dgt Caliper | Code No: 573-618, 10-310mmx0.01mm | 0
MTY573-621 | Mitutoyo Digimatic Point Caliper | Code No:573-621,Range:150mmx0.01mm | 0
MTY573-625 | Mitutoyo Point Caliper (extended point) | Code No: 573-625 Range: 0-150mm | 0
MTY573-634 | Mitutoyo Digimatic Blade Type Caliper | Code No:573-634,Range:150mmx0.01mm | 0
MTY573-642 | Mitutoyo Inside Caliper | Code No: 573-642 Range: 10-200mm | 0
MTY573-645 | Mitutoyo ABS Inside Caliper groove type | Code No:573-645,10-160mm | 0
MTY573-646 | Mitutoyo ABSOLUTE Inside Dgt Caliper Kni | Inside Grove Point Jaw,20-170mm 573-646 | 0
MTY573-647 | Mitutoyo ABS Inside Dgmt Caliper | Code No: 573-647, 10-160mmx0.01mm | 0
MTY573-648 | Mitutoyo ABS Dgmt Caliper | Code No: 573-648, 20-170mmx0.01mm | 0
MTY573-652 | Mitutoyo Outside Point Type Dgt Caliper | Point Type Range: 0-150mm (Digital) | 0
MTY573-661 | Mitutoyo Digital Tube Thicknes Caliper | Code No:573-661,Range:0-150mmx0.01mm | 0
MTY573-676 | Mitutoyo Digimatic Caliper | Code No: 573-676, 0-150mmx0.01mm | 0
MTY573-677 | Mitutoyo ABSOLUTE IP67 Digital Caliper | Offset Jaw,Range:200mmx0.001mm | 0
MTY573-701 | Mitutoyo Offset Caliper | Code No: 573-701,150x0.01mm/6"x.0005" | 0
MTY573-704 | Mitutoyo Digital Offset Cal 12"/300mm | Model: 573-704 | 0
MTY573-705 | Mitutoyo Offset Centerline Dgt Caliper | Code No: 573-705,0.4-6.4"/10-160mm | 0
MTY573-706 | Mitutoyo Offset Centerline Dgt Caliper | Code No: 573-706,0.4-8.4"/10-210mm | 0
MTY573-708 | Mitutoyo Offset Centerline Dgt Caliper | Code No: 573-708,0.4-12.4"/10-310mm | 0
MTY573-721 | Mitutoyo Digital Point Caliper,in/mm | Code no: 573-721,6"x.0005"/150mmx0.01mm | 0
MTY573-725 | Mitutoyo Point Caliper with narrow jaws | Code No:573-725 Range:150mm/6" | 0
MTY573-734 | Mitutoyo ABS Digimatic Caliper,in/mm | Code No: 573-734, 6"x.0005"/150x0.01mm | 0
MTY573-742 | Mitutoyo ABS Inside Caliper10-200x0.01mm | Code No:573-742, 0.4"-8"x0.0005" | 0
MTY573-745 | Mitutoyo ABS Inside Caliper | Code No:573-745 Range:.4"-6"/10-200mm | 0
MTY573-746 | Mitutoyo ABS Digimatic Inside Caliper | Point jaw type,573-746,20-170/.8"-6" | 0
MTY573-752 | Mitutoyo Outside Point Type Dgt Caliper | Point Type,150mmx0.01mm/6"x0.0005" | 0
MTY573-761 | Mitutoyo Tube Thickness Dgmt Caliper | Code No: 573-761,6"x0.0005"/150x0.01mm | 0
MTY573-794 | Mitutoyo Digimatic Indicator | Code No:543-794 Range:12.7mmx0.001mm | 0
MTY574-110-1E | Mitutoyo Heightmatic | Code No: 574-110-1E Range: 0-600mm | 0
MTY574-111-1E | Mitutoyo Digimatic Height Gage | Code No: 574-111-1E Range:0-450mmx0.001 | 0
MTY574-112-1E | Mitutoyo Heightmatic | Code No: 574-112-1E Range: 0-300mm | 0
MTY575-121 | Mitutoyo Digimatic Indicator | Code No: 575-121 Range: 25.4mmx0.01mm | 4
MTY575-122 | Mitutoyo MITUTOYO DIGIMATIC INDICATOR- | Code No: 575-122 | 0
MTY575-123 | Mitutoyo Digimatic Indicator | Code No:575-123,25x0.01mm/1"x0.0005" | 0
MTY602195 | Mitutoyo Collar (D8) | Code No: 602195 | 0
MTY611106-121 | Mitutoyo Individual inch Block Gauge | Code No: 611106-121,0.06",Steel,Grade-0 | 0
MTY611150-131 | Mitutoyo Individual inch Block Gauge | Code No: 611150-131,0.11",Steel,Grade-1 | 0
MTY611163-521 | Mitutoyo Individual inch Block Gauge | Code No:611163-521,0.123",Steel,Grade-00 | 0
MTY611170-521 | Mitutoyo Gauge Block ,in | Code No:611170-521,Steel,0.130"Grade.00 | 0
MTY611197-121 | Mitutoyo Individual inch Block Gauge | Code No:611197-121,0.7",Steel,Grade-0 | 0
MTY611199-531 | Mitutoyo Individual inch Block Gauge | Code No:611199-531,0.9",Steel,Grade-0 | 0
MTY611201-121 | Mitutoyo Individual Inch Gauge Block | Code No:611201-121,1",Grade:0 | 0
MTY611201-131 | Mitutoyo Individual inch Block Gauge | Code No:611201-131,1",Steel,Grade-1 | 0
MTY611208-531 | Mitutoyo Steel Individual Gauge Block | Code No:611208-531,Grade:0,Size:8" | 0
MTY611213-531 | Mitutoyo Individual inch Block Gauge | Code No:611213-531,0.35",Steel,Grade-0 | 0
MTY611216-121 | Mitutoyo Individual inch Block Gauge | Code No:611216-121,0.65",Steel,Grade-0 | 0
MTY611223-531 | Mitutoyo Steel Individual Gauge Block | Code No:611223-531,Grade:0,Size:12" | 0
MTY611223-541 | Mitutoyo Steel Individual Block Gauge | Code No: 611223-541,Size:12",Grade-1 | 0
MTY611310-141 | Mitutoyo Individual inch Block Gauge | Code No: 611310-141,0.01",Steel,Grade-2 | 0
MTY611320-141 | Mitutoyo Individual inch Block Gauge | Code No: 611320-141,0.02",Steel,Grade-2 | 0
MTY611330-141 | Mitutoyo Individual inch Block Gauge | Code No: 611330-141,0.03",Steel,Grade-2 | 0
MTY611506-016 | Mitutoyo Steel Block Gauge | Code No: 611506-016,0.5mm, Grade K | 0
MTY611506-021 | Mitutoyo Gauge Block,0.5mm,Steel | Code No:611506-021,Grade:0 | 0
MTY611506-031 | Mitutoyo Steel Block Gauge, 0.5mm | Code No: 611506-031, Grade-1 | 0
MTY611506-041 | Mitutoyo Steel Gauge Blocks | Code No: MTY611506-041 | 0
MTY611516-021 | Mitutoyo Steel Block Gauge | Code No: 611516-021,1.6mm,Grade 0 | 0
MTY611516-031 | Mitutoyo Steel Gauge Block | Code No:611516-031,Size:1.6mm,Grade:1 | 0
MTY611518-02 | MITUTOYO GAUGE BLOCK 1.8-0-BM1/PD | Code No: 611518-02 | 0
MTY611518-021 | Mitutoyo GAUGE BLOCK 1.8-0-BM1/PD | Code No: 611518-021 | 0
MTY611523-021 | MitutMitutoyo Gauge Block,1.003mm,Steel | Code No:611523-021,Grade:0 | 0
MTY611525-021 | Mitutoyo Steel Gauge Block | Code No:611525-021,Size:1.005mm,Grade:0 | 0
MTY611561-021 | Mitutoyo Steel Rectangular Gauge Block | Code No:611561-021,Size:1.01mm,Grade:0 | 0
MTY611561-041 | Mitutoyo Steel Gauge Block | Code No:611561-041,Grade:2,Size:1.01mm | 0
MTY611562-021 | Mitutoyo Steel Gauge Block | Code No:611562-021,Size:1.02mm,Grade:0 | 0
MTY611562-031 | Mitutoyo Steel Block Gauge,Grade-1 | Code No: 611562-031 Size: 1.02mm | 0
MTY611563-021 | Mitutoyo Rectangular Steel Gauge Block | Code No:611563-021,Size:1.03mm,Grade:0 | 0
MTY611564-021 | Mitutoyo Steel Gauge Block | Code No:611564-021,Size:1.04mm,Grade:0 | 0
MTY611564-041 | Mitutoyo Steel Gauge Block | Code No:611564-041,Grade:2,Size:1.04mm | 0
MTY611565-021 | Mitutoyo Steel Gauge Block | Code No:611565-021,Size:1.05mm,Grade:0 | 0
MTY611565-041 | Mitutoyo Steel Gauge Block | Code No:611565-041,Grade:2,Size:1.05mm | 0
MTY611566-021 | Mitutoyo Steel Gauge Block | Code No:611566-021,Size:1.06mm,Grade:0 | 0
MTY611566-041 | Mitutoyo Steel Gauge Block | Code No:611566-041,Grade:2,Size:1.06mm | 0
MTY611567-021 | Mitutoyo Steel Gauge Block | Code No:611567-021,Size:1.07mm,Grade:0 | 0
MTY611568-021 | Mitutoyo Steel Gauge Block | Code No:611568-021,Size:1.08mm,Grade:0 | 0
MTY611569-021 | Mitutoyo Steel Gauge Block | Code No:611569-021,Size:1.09mm,Grade:0 | 0
MTY611570-021 | Mitutoyo Steel Gauge Block | Code No:611570-021,Size:1.1mm,Grade:0 | 0
MTY611572-041 | Mitutoyo Steel Gauge Block | Code No:611572-041,Grade:2,Size:1.12mm | 0
MTY611575-041 | Mitutoyo Steel Gauge Block | Code No:611575-041 ,Grade:2,Size:1.15mm | 0
MTY611578-041 | Mitutoyo Steel Gauge Block | Code No:611578-041,Size:1.18mm,Grade:2 | 0
MTY611580-021 | Mitutoyo Steel Gauge Block | Code No:611580-021,Size:1.2mm,Grade:0 | 0
MTY611580-026 | Mitutoyo Steel Block Gauge, 1.2mm | Code No: 611580-026, Grade-0 | 0
MTY611580-031 | Mitutoyo Steel Block Gauge,Grade-1 | Code No: 611580-031, 1.20mm | 0
MTY611581-031 | Mitutoyo Steel Gauge Block | Code NO:611581-031,Size:1.30mm,Grade:1 | 0
MTY611581-041 | Mitutoyo Steel Gauge Block | Code No:611581-041,Size:1.21mm,Grade:2 | 0
MTY611582-041 | Mitutoyo Steel Gauge Block | Code No:611582-041 ,Grade:2,Size:1.22mm | 0
MTY611590-021 | Mitutoyo Steel Gauge Block | Code No:611590-021,Size:1.3mm,Grade:0 | 0
MTY611591-021 | Mitutoyo Gauge Block,1.31mm,Steel | Code No:611591-021,Grade:0 | 0
MTY611600-021 | Mitutoyo Steel Gauge Block | Code No:611600-021,Size:1.4mm,Grade:0 | 0
MTY611600-031 | Mitutoyo Steel Block Gauge | Code No:611600-031,Size:1.4mm,Grade:1 | 0
MTY611601-021 | Mitutoyo Steel Block Gauge | Code No: 611601-021,1.41mm,Grade 0 | 0
MTY611602-021 | Mitutoyo Steel Gauge Block | Code No:611602-021,Size:1.42mm,Grade:0 | 0
MTY611608-021 | Mitutoyo Gauge Block,1.48mm,Steel | Model:611608-021,Grade:0 | 0
MTY611608-031 | Mitutoyo Gauge Block,1.48mm,Steel | Model:611608-031,Grade:1 | 0
MTY611609-041 | Mitutoyo Steel Gauge Block | Code No:611609-041 ,Grade:2,Size:1.49mm | 0
MTY611611-016 | Mitutoyo Steel Block Gauge | Code No: 611611-016,1mm, Grade K | 0
MTY611611-02 | Mitutoyo Gauge Block | Code No: 611611-02 | 0
MTY611611-021 | Mitutoyo Gauge Block,1.0mm,Steel | Code No: 611611-021, Grade:0 | 0
MTY611611-031 | Mitutoyo Steel Block Gauge, 10mm | Code No: 611611-031, Grade-1 | 0
MTY611611-041 | Mitutoyo Gauge Blocks,1mm,Steel | Code No: 611611-041,Grade-2 | 0
MTY611612-021 | Mitutoyo Steel Gauge Blocks Individual | Code No:611612-021,Grade:0,Size:2mm | 0
MTY611612-031 | Mitutoyo Steel Gauge Block | Code No:611612-031,Size:2mm,Grade:1 | 0
MTY611612-036 | Mitutoyo Steel Block Gauge,2mm | Code No: 611612-036, Grade-1 | 0
MTY611612-041 | Mitutoyo Steel Gauge Block | Code No:611612-041,Size:2.00mm,Grade:2 | 0
MTY611613-021 | Mitutoyo Gauge Block,3mm,Steel | Code No: 611613-021,Grade: 0 | 0
MTY611613-031 | Mitutoyo Block Gauge,3mm,Steel | Code No: 611613-031, Grade-1 | 0
MTY611613-041 | Mitutoyo Steel Gauge Block | Code No611613-041 ,Grade:2,Size:3.0mm | 0
MTY611614-021 | Mitutoyo Steel Block Gauge,4mm | Code No: 611614-021,Grade;0 | 0
MTY611614-031 | Mitutoyo Steel Gauge Block | Code No:611614-031,Size:4mm,Grade:1 | 0
MTY611614-041 | Mitutoyo Steel Gauge Block | Code No:611614-041,Grade:2,Size:4.0mm | 0
MTY611615-021 | Mitutoyo Gauge Blocks,5mm,Steel | Code No: 611615-021,Grade:0 | 0
MTY611615-026 | Mitutoyo Gauge Block,5mm,Steel | Code No: 611615-026,Grade: 0 | 0
MTY611615-041 | Mitutoyo Block Gauge,5mm | Code No: 611615-041,Steel,Grade-2 | 0
MTY611615-046 | Mitutoyo Individual Block Gauge,5mm(L) | Code No: 611615-046 (Steel,Grade 2) | 0
MTY611616-021 | Mitutoyo Steel Gauge Block | Code No:611616-021 | 0
MTY611616-041 | Mitutoyo Steel Gauge Block | Code No:611616-041,Grade:2,Size:6.0mm | 0
MTY611617-021 | Mitutoyo Gauge Blocks,7mm,Steel | Code No: 611617-021, Grade:0 | 0
MTY611617-031 | Mitutoyo Steel Gauge Block | Code No:611617-031,Size:7.00mm,Grade:1 | 0
MTY611617-041 | Mitutoyo Steel Gauge Block | Code No:611617-041,Grade:2,Size:7.0mm | 0
MTY611618-021 | Mitutoyo Steel Gauge Blocks Individual | Code No:611618-021 ,Grade:0,Size:8mm | 0
MTY611619-021 | Mitutoyo Steel Gauge Block | Code No:611619-021,Size:9mm,Grade:0 | 0
MTY611619-031 | Mitutoyo Steel Gauge Block | Code No:611619-031,Size:9mm,Grade:1 | 0
MTY611621-041 | Mitutoyo Steel Gauge Block | Code No:611621-041,Grade:2,Size:11.0mm | 0
MTY611622-041 | Mitutoyo Steel Gauge Block | Code No:611622-041,Grade:2,Size:12.0mm | 0
MTY611624-041 | Mitutoyo Steel Gauge Block | Code No:611624-041,Grade:2,Size:14mm | 0
MTY611625-021 | Mitutoyo Steel Gauge Blocks Individual | Code No:611625-021,Grade:0,Size:15mm | 0
MTY611626-021 | Mitutoyo Steel Gauge block | Code No:611626-021,Size:16mm,Grade:0 | 0
MTY611627-021 | Mitutoyo Steel Gauge block | Code No:611627-021,Size:17mm,Grade:0 | 0
MTY611627-041 | Mitutoyo Gauge Block Grade-2, 17mm | Code No: 611627-041 | 0
MTY611629-021 | Mitutoyo Steel Gauge block | Code No:611629-021,Size:19mm,Grade:0 | 0
MTY611632-021 | Mitutoyo Steel Gauge block | Code No:611632-021,Size:22mm,Grade:0 | 0
MTY611633-021 | Mitutoyo Steel Gauge block | Code No:611633-021,Size:23mm,Grade:0 | 0
MTY611633-041 | Mitutoyo Steel Block Gauge Set | Code No: 611633-041,23mm, Grade: 2 | 0
MTY611634-021 | Mitutoyo Steel Gauge block | Code No:611634-021,Size:24mm,Grade:0 | 0
MTY611634-041 | Mitutoyo Steel Gauge Block | Code No:611634-041,Grade:2,Size:24mm | 0
MTY611635-021 | Mitutoyo Gauge Bolck,25mm,Steel | Code No: 611635-021, Grade:0 | 0
MTY611635-031 | Mitutoyo Gauge Bolck,25mm,Steel | Code No: 611635-031, Grade:1 | 0
MTY611635-041 | Mitutoyo GOUGE BLOCK GRADE 2 25 mm | Code No: 611635-041 | 0
MTY611641-021 | Mitutoyo Steel Gauge Block | Code No:611641-021,Size:1.5mm,Grade:0 | 0
MTY611641-031 | Mitutoyo Steel Gauge Block | Code No:611641-031,Size:1.5mm,Grade:1 | 0
MTY611641-041 | Mitutoyo Steel Gauge Block | Code No:611641-041 ,Grade:2,Size:1.50mm | 0
MTY611642-021 | Mitutoyo Individual Gauge Block | Code No:611642-021,2.5mm,Grade:0 | 0
MTY611642-031 | Mitutoyo Individual Gauge Block | Code No:611642-031,2.5mm,Grade:1 | 0
MTY611642-041 | Mitutoyo Steel Gauge Block | Code NO:611642-041,Size:2.5mm,Grade:2 | 0
MTY611643-021 | Mitutoyo Steel Gauge Block | Code No:611643-021,Size:3.5mm,Grade:0 | 0
MTY611643-031 | Mitutoyo Steel Gauge Block | Code No:611643-031,Size:3.5mm,Grade:1 | 0
MTY611644-021 | Mitutoyo Steel Block Gauge, 4.5mm | Code No: 611644-026, Grade-0 | 0
MTY611646-021 | Mitutoyo Steel Block Gauge, 6.5mm | Code No: 611646-021,Grade-1 | 0
MTY611647-021 | Mitutoyo Block Gauge,7.50mm | Code No: 611647-021,Grade-0 | 0
MTY611649-031 | Mitutoyo Steel Gauge Block | Code No:611649-031,Size:9.5mm,Grade:1 | 0
MTY611653-041 | Mitutoyo Steel Gauge Block | Code No:611653-041,Grade:2,Size:13.5mm | 0
MTY611654-021 | Mitutoyo Steel Block Gauge | Code No: 611654-021,14.5mm,Grade-0 | 0
MTY611659-041 | Mitutoyo Steel Gauge Block | Code No:611659-041,Size:19.5mm,Grade:2 | 0
MTY611661-021 | Mitutoyo Block Gauge, 21.5mm | Code No: 611661-021, Grade-0 | 0
MTY611663-021 | Mitutoyo Steel Block Gauge | Code No: 611663-021,23.5mm,Grade-0 | 0
MTY611671-021 | Mitutoyo Steel Gauge Blocks Individual | Code No:611671-021 ,Grade:0,Size:10mm | 0
MTY611671-026 | Mitutoyo Gauge Block,10mm,Steel | Code No: 611671-026,Grade: 0 | 0
MTY611671-031 | Mitutoyo Individual Gauge Block | Code No:611671-031,10mm,Grade:1 | 0
MTY611671-041 | Mitutoyo Steel Gauge Block | Code No:611671-041,Grade:2,Size:10.0mm | 0
MTY611672-021 | Mitutoyo Steel Gauge block | Code No:611672-021,Size:20mm,Grade:0 | 0
MTY611672-031 | Mitutoyo Individual Gauge Block | Code No:611672-031,20mm,Grade:1 | 0
MTY611672-041 | Mitutoyo Block Gauge,20mm,Steel | Code No: 611672-041,Grade-2 | 0
MTY611673-021 | Mitutoyo Individual Gauge Block | Code No:611673-021,Grade:0,Size:30mm | 0
MTY611673-031 | Mitutoyo Steel Block Gauge | Code No: 611673-031,30mm,Grade-1 | 0
MTY611673-041 | Mitutoyo Steel Block Gauge | Code No: 611673-041,30mm,Grade 2 | 0
MTY611674-021 | Mitutoyo Steel Block Gauge, | Code No: 611674-021,40mm,Grade 0 | 0
MTY611674-031 | Mitutoyo Steel Block Gauge | Code No: 611674-031,40mm,Grade 1 | 0
MTY611674-041 | Mitutoyo Steel Block Gauge | Code No: 611674-041,40mm,Grade 2 | 0
MTY611675-021 | Mitutoyo Gauge Block,50mm,Steel | Code No: 611675-021 Grade:0 | 0
MTY611675-031 | Mitutoyo Individual Gauge Block | Code No:611675-031,Size:50mm,Grade:1 | 0
MTY611675-036 | Mitutoyo Steel Block Gage,50mm | Code No:611675-036,Grade-1 | 0
MTY611675-041 | Mitutoyo Steel Block Gauge | Code No: 611675-041,50mm,Grade-2 | 1
MTY611676-02 | MITUTOYO GAUGE BLOCK 60-0-BM1/PD | Code No: 611676-02 | 0
MTY611676-021 | Mitutoyo Individual Block Gauge,60mm | Code No:611676-021,Steel,Grade-0 | 0
MTY611676-031 | Mitutoyo Steel Block Gauge | Code No: 611676-031,60mm,Grade 1 | 0
MTY611677-021 | Mitutoyo Individual Block Gauge,70mm | Code No:611677-021,Steel,Grade-0 | 0
MTY611677-031 | Mitutoyo Steel Block Gauge, 70mm | Code No: 611677-031, Grade-1 | 0
MTY611678-021 | Mitutoyo Individual Block Gauge,80mm | Code No:611678-021,Steel,Grade-0 | 0
MTY611678-031 | Mitutoyo Steel Block Gauge, 80mm | Code No: 611678-031, Grade-1 | 0
MTY611679-021 | Mitutoyo Individual Block Gauge,90mm | Code No:611679-021,Steel,Grade-0 | 0
MTY611681-016 | Mitutoyo Steel Gauge Block | Code No: 611681-016 Lenght100mm,Grade:K | 0
MTY611681-021 | Mitutoyo Steel Gauge Block | Code No:611681-021 100mm,Grade:0 | 0
MTY611681-031 | Mitutoyo Individual Gauge Block | Code No:611681-031,Size:100mm,Grade:1 | 0
MTY611681-036 | Mitutoyo Steel Block Gage,100mm | Code No: 611681-036,Grade-1 | 0
MTY611681-041 | Mitutoyo Block Gauge,100mm,Steel | Code No: 611681-041,Grade-2 | 0
MTY611682-016 | Mitutoyo Steel Gauge Block | Code No: 611682-016 Lenght:200mm,Grade:K | 0
MTY611682-021 | Mitutoyo Steel Gauge Block | Code No:611682-021 200mm,Grade:0 | 0
MTY611682-031 | Mitutoyo Steel Gauge Block | Code No:611682-031,Size:200mm,Grade:1 | 0
MTY611682-041 | Mitutoyo Block Gauge,Steel,200mm | Code No: 611682-041 | 0
MTY611683-016 | Mitutoyo Steel Gauge Block | Code No: 611683-016 Lenght:300mm,Grade:K | 0
MTY611683-021 | Mitutoyo Steel Gauge Block | Code No:611683-021 300mm,Grade:0 | 0
MTY611683-041 | Mitutoyo Block Gauge,300mm | Code No: 611683-041,Steel,Grade-2 | 0
MTY611684-021 | Mitutoyo Steel Block Gauge,400mm | Code No: 611684-021 | 0
MTY611684-031 | Mitutoyo Gauge Block,400mm,Steel | Code No: 611684-031 | 0
MTY611684-041 | Mitutoyo Steel Gauge Block | Code No:611684-041,Size:400mm,Grade:2 | 0
MTY611685-021 | Mitutoyo Block Gauge ,Steel,500mm | Code No: 611685-021,Grade-0 | 0
MTY611685-031 | Mitutoyo Steel Gauge Block | Code No:611685-031 Leght:500mm Grade:1 | 0
MTY611685-041 | Mitutoyo Steel Gauge Block | Code No:611685-041,Size:500mm,Grade:2 | 0
MTY611692-02 | Mitutoyo Ind. Gauge Block, Grade: 0 | Code No: 611692-02 | 0
MTY611692-021 | Mitutoyo Ind. Gauge Block, Grade: 0 | Code No: 611692-021 | 0
MTY611740-021 | Mitutoyo Steel Gauge Block | Code No:611740-021.Size:2.4mm,Grade:0 | 0
MTY611755-021 | Mitutoyo Block Gauge, 35mm | Code No: 611755-021, Grade-0 | 0
MTY611756-021 | Mitutoyo Gauge Block | Code No:611756-021,Steel,45mm.Grade:0 | 0
MTY611801-021 | Mitutoyo Individual Block Gauge,75mm | Code No:611801-021,Steel,Grade-0 | 0
MTY611801-031 | Mitutoyo Steel Block Gauge,75mm | Code No: 611801-031,Grade-1 | 0
MTY611801-036 | Mitutoyo Steel Block Gage,75mm | Code No: 611801-036,Grade-1 | 0
MTY611802-021 | Mitutoyo Gauge Block,125mm | Code No: 611802-021,Grade: 0 | 0
MTY611802-041 | Mitutoyo Steel Gauge Block | Code No:611802-041,125mm,Grade:2 | 0
MTY611803-021 | Mitutoyo Gauge Block,150mm | Code No: 611803-021,Grade: 0 | 0
MTY611803-031 | Mitutoyo Individual Gauge Block | Code No:611803-031,Size:150mm,Grade:1 | 0
MTY611803-041 | Mitutoyo Steel Gauge Block | Code No:611803-041,175mm,Grade:2 | 0
MTY611803-046 | Mitutoyo Block Gauge,Steel,150mm | Code No: 61183-046 | 0
MTY611804-041 | Mitutoyo Steel Gauge Block | Code No:611804-041,Size:200mm,Grade:2 | 0
MTY611805-021 | Mitutoyo Block Gauge ,Steel,250mm | Code No: 611805-021,Grade-0 | 0
MTY611805-031 | Mitutoyo Steel Gauge Block | Code No:611805-031,Size:250mm,Grade:1 | 0
MTY611805-041 | Mitutoyo Steel Gauge Block | Code No:611805-041,Size:250mm,Grade:2 | 0
MTY611821-016 | Mitutoyo Steel Block Gauge | Code No: 611821-016,0.1mm, Grade K | 0
MTY611821-021 | Mitutoyo Steel Individual Gage Block | Code No:611821-021,Size:0.1mm,Grade:0 | 0
MTY611821-031 | Mitutoyo Steel Individual Gauge Block | Code No:611821-031,Size:0.1mm,Grade:1 | 0
MTY611822-016 | Mitutoyo Steel Block Gauge | Code No: 611822-016,0.15mm, Grade K | 0
MTY611822-021 | Mitutoyo Steel Block Gauge,0.15mm | Code No: 611822-021,Grade-0 | 0
MTY611822-031 | Mitutoyo Steel Block Gauge | Code No: 611822-031,Grade-1,0.15mm | 0
MTY611823-021 | Mitutoyo Gauge Block | Code No:611823-021 Size:0.2mm,Grade:0 | 0
MTY611823-041 | Mitutoyo Individual Gauge Block | Model:611823-041,Grade:2,Size:0.2mm | 0
MTY611825-016 | Mitutoyo Steel Block Gauge | Code No: 611825-016,0.3mm, Grade K | 0
MTY611826-021 | Mitutoyo Gauge Block,Grade-0 (Steel) | Code No: 611826-021,0.35mm | 0
MTY611826-026 | Mitutoyo Gauge Block,Grade-0(Steel)JCSS | Code No: 611826-026,0.35mm | 0
MTY611840-021 | Mitutoyo Block Gauge ,Steel,600mm | Code No: 611840-021,Grade-0 | 0
MTY611845-021 | Mitutoyo Block Gauge,Steel | Code No: 611845-021,1000mm,Grade 0 | 0
MTY611861-021 | Mitutoyo Steel Individual Gauge Block | Code No:611861-021,Size:0.12mm,Grade:0 | 0
MTY611861-031 | Mitutoyo Steel Individual Gauge Block | Code No:611&61-031,Size:0.12mm,Grade:1 | 0
MTY611863-021 | Mitutoyo Steel Block Gauge | Code No: 611863-021, 0.14mm, Grade: 0 | 0
MTY611863-031 | Mitutoyo Steel Block Gauge | Code No: 611863-031, 0.14mm, Grade:1 | 0
MTY611926-021 | Mitutoyo Gauge Block,Grade-0 | Code No: 611926-021,0.85mm | 0
MTY611926-026 | Mitutoyo Gauge Block,Grade-0 (JCSS) | Code No: 611926-026,0.85mm | 0
MTY611931-021 | Mitutoyo Steel Block Gauge,0.9mm | Code No: 611931-021,Grade-0 | 0
MTY613506-021 | Mitutoyo Cera Individual Block Gauge | Code No: 613506-021, 0.5mm,Grace 0 | 0
MTY613506-026 | Mitutoyo Cera Block Gauge,0.5mm | Code No: 613506-026, Grade: 0 | 0
MTY613585-021 | Mitutoyo Cera Block Gauge,1.25mm | Code No: 613585-021,Grade: 0 | 0
MTY613611-021 | Mitutoyo Cera Individual Block Gauge | Code No: 613611-021, 1mm,Grace 0 | 0
MTY613611-026 | Mitutoyo Cera Block Gauge,1mm | Code No: 613611-026, Grade:0 | 0
MTY613612-021 | Mitutoyo Ceramic Gauge Blocks Individual | Code No:613612-021,Grade:0,Size:2mm | 0
MTY613612-026 | Mitutoyo Cera Block Gauge,2mm | Code No: 613612-026, Grade:0 | 0
MTY613613-021 | Mitutoyo Cera Individual Block Gauge | Code No: 613613-021 | 0
MTY613615-021 | Mitutoyo Ceramic Gauge Blocks Individual | Code No:613615-021 ,Grade:0,Size:5mm | 0
MTY613615-026 | Mitutoyo Cera Block Gauge,5mm | Code No: 613615-026, Grade:0 | 0
MTY613618-021 | Mitutoyo Ceramic Gauge Blocks Individual | Code No:613618-021 ,Grade:0,Size:8mm | 0
MTY613619-021 | Mitutoyo Cera Block Gauge | Code No: 613619-021, 9mm, Grade-0 | 0
MTY613622-021 | Mitutoyo Cera Block Gauge | Code No: 613622-021, 12mm, Grade-0 | 0
MTY613625-02 | Mitutoyo Ind. Gage Block | Code No: 613625-02 | 0
MTY613625-021 | Mitutoyo Ceramic Gauge Blocks Individual | Code No:613625-021 ,Grade:0,Size:15mm | 0
MTY613625-026 | Mitutoyo Cera Block Gauge,15mm | Code No: 613625-026, Grade: 0 | 0
MTY613641-02 | Mitutoyo Individual Ceramic Gauge Block | Code No: 613641-02,Grade:0 Size: 1.5mm | 0
MTY613641-021 | Mitutoyo Cera Individual Block Gauge | Code No: 613641-021, 1.5mm,Grace 0 | 0
MTY613641-026 | Mitutoyo Cera Block Gauge,1.5mm | Code No: 613641-026, Grade:0 | 0
MTY613671-021 | Mitutoyo Ceramic Gauge Blocks Individual | Code No:613671-021 ,Grade:0,Size:10mm | 0
MTY613674-031 | Mitutoyo CERA Block Gauge | Code No: 613674-031,40mm,Grade 1 | 0
MTY613674-041 | Mitutoyo CERA Block Gauge | Code No: 613674-041,40mm,Grade 2 | 0
MTY613681-021 | Mitutoyo Cera Block Gauge,Grade-0 | Code No:613681-021,100mm | 0
MTY614201-551 | Mitutoyo Square Gauge Block 1"(L) | Code No: 614201-551, Grade-2 | 0
MTY614224-551 | Mitutoyo Gauge Blocks | Code No: 614224-551, 16"(L) | 0
MTY614612-021 | Mitutoyo Individual Square Gauge Block | Code No: 614612-021 Lenght:2mm (Steel) | 0
MTY614622-031 | GAUGE BLOCK 12-1-BM4/PD |  | 0
MTY614635-021 | Mitutoyo Individual Square Gauge Block | Code No: 614635-021 Lenght:25mm (Steel) | 0
MTY614635-031 | Mitutoyo Block Gauge 25mm | Code No: 614635-031 | 0
MTY614673-021 | Mitutoyo Individual Metric Gauge Block | Code No: 614673-021 Range: 30mm | 0
MTY614675-021 | Mitutoyo Individual Metric Gauge Block | Code No: 614675-021 Range: 50mm | 0
MTY614681-021 | Mitutoyo Individual Metric Gauge Block | Code No: 614681-021 Range: 100mm | 0
MTY614682-021 | Mitutoyo Square Gauge Blocks(Individuals | Code No:614682-021,Size:200mm,Grade:0 | 0
MTY614801-031 | GAUGE BLOCK 75-1-BM4/PD |  | 0
MTY619005 | Mitutoyo Gauge Block Accessories | Code No: 619005 Lenght: 20-250mm | 0
MTY619031 | Mitutoyo BMX-A/HOLDER, 516A | Code No:619031 | 0
MTY619061 | TIE ROD/ADJ (1 PCE),516A |  | 0
MTY700-104 | Mitutoyo Tire Tread Depth Gage | Code No:700-104 Range:25mmx0.1mm | 0
MTY7001-10 | Mitutoyo Dial Gage Stand (with serrated) | Code No: 7001-10 | 0
MTY700-118-20 | Mitutoyo Quik Mini PK-0505CPX | Code No: 700-118-20 | 0
MTY700-119-20 | Mitutoyo Quick Mini Micrometer | Code No: 700-119-20,0-12mmx0.01mm | 0
MTY700-128 | Mitutoyo Plastic Caliper | Code No: 700-128 | 0
MTY7002-10 | Mitutoyo Dial Gage Stand | Code No: 7002-10 with flat anvil | 1
MTY7007-10 | Mitutoyo Dial Gages Stand | Code No: 7007-10 | 0
MTY7010S-10 | Mitutoyo Magnetic Stand | Code No: 7010S-10 | 6
MTY7011S-10 | Mitutoyo Magnetic Stand | With fine adjustment Code No: 7011S-10 | 2
MTY7012-10 | Mitutoyo Magnetic Stand | With wire lock mechanism Code No:7012-10 | 0
MTY7014 | Mitutoyo Mini Magnetic Stand | W/O magnet ON/OFF Code No: 7014 | 0
MTY7014E | Mitutoyo Mini Magnetic Stand | Code No: 7014E | 0
MTY7031 | Mitutoyo Universal Magnetic Stand | With mechanical locking system Code:7031 | 0
MTY7031B | Mitutoyo Universal Magnetic Stand | Code No:7031B | 0
MTY7032 | Mitutoyo Universal Magnetic Stand | Code No: 7032 | 0
MTY7032B | Mitutoyo Universal Magnetic Stand | Code No: 7032B | 1
MTY7033B | Mitutoyo Universal Magnetic Stand | Code No: 7033B | 2
MTY7050 | Mitutoyo Upright Gage Dial Type | Code No: 7050 | 0
MTY7210 | Mitutoyo Dial Depth Gage,w/needle probe | Code No: 7210,0-10mmx0.01mm | 0
MTY7211 | Mitutoyo Dial Depth Gage | Code No: 7211,0-200mmx0.01mm | 0
MTY7212 | Mitutoyo Dial Depth Gage | Code No: 7212 | 0
MTY7214 | Mitutoyo Digimatic Dial Depth | Code No: 7214 | 0
MTY7217S | Mitutoyo Dial Depth Gage | Code No:7217,Range:0-8"x0.005" | 0
MTY7220 | Mitutoyo Dial Depth Gage/100-200 | Code No: 7220 | 0
MTY7221 | Mitutoyo Dial DEpth Gage/150-200 | Code No: 7221,Range:200x0.01mm | 0
MTY7222 | Mitutoyo Dial Depth Gage,0-10mmx0.01mm | Code No: 7222,(with Needle probe) | 1
MTY7223 | Mitutoyo Dial Depth Gauge | Code No: 7223 0-10mmx0.01mm | 0
MTY7224 | Mitutoyo DIAL DEPTH GAGE/40D-10 | Code No: 7224 | 0
MTY7231 | Mitutoyo Dial Depth Gage | Code No: 7231, 0-200mmx0.01mm | 0
MTY7300S | Mitutoyo Dial Indicator,Inch | Code No: 7300S, 0-.5”x0.001” | 0
MTY7301 | Mitutoyo Thickness Gauge | Model: 7301, 10mm x 0.01mm | 2
MTY7305 | Mitutoyo Dial Thickness Gage | Code No: 7305, 20mmx0.01mm | 0
MTY7313 | DIAL THICKNESS GAGE/2046FEB |  | 0
MTY7315 | Mitutoyo Dial Thickness | MTY7315 (Range : 0-10mm ( Groove Depth) | 0
MTY7321 | Mitutoyo Dial Thickness Gage | Code No: 7321, 0-10mmx0.01mm | 1
MTY7323 | DIAL THICKNESS GAGE/2050SB |  | 0
MTY7326S | Mitutoyo Dial Thickness Gage,Inch | Code No: 7326S, 0-.05"x0.0001" | 0
MTY7327 | Mitutoyo Dial Thickness Gauge | Code No: 7327,0-1mm x 0.001mm | 0
MTY7331S | Mitutoyo Lightweight Dial Thickness Gage | Code No: 7331S | 0
MTY7360 | Mitutoyo Dial Thickness | Code No: MTY7360 0-10mm (Tube Thickness | 0
MTY7822 | Mitutoyo Contact Point | Code No: 7822 | 0
MTY7850 | Mitutoyo Micro Jack | Code No:7850,Range:60-75mm | 0
MTY810-299 | Mitutoyo Hardmatic HH-411/JIS | Code No: 810-299 | 0
MTY811-336 | Mitutoyo Digital Durometer, Shore A, | Code No; 811-336 | 0
MTY900168 | Mitutoyo Height Gauge accessory scriber | Code No: 900168 | 0
MTY900173 | Mitutoyo Scriber,506A | Code No: 900173 | 0
MTY900209 | Mitutoyo Holding Bars,(Length: 100mm) | Code No: MTY900209 | 1
MTY900258 | Mitutoyo SCRIBER,506A | Code No: 900258 | 0
MTY900306 | Mitutoyo Dial Indicator Holding Bar | Code No: 900306 Length:4" | 1
MTY900321 | Mitutoyo Swivel Clamp | Code No: 900321 | 0
MTY900322 | Mitutoyo Swivel clamp used with | holding bar(in) Code No: 900322 | 0
MTY900368 | Mitutoyo Extension Base Accessory | Code No: 900368 | 0
MTY900369 | Mitutoyo Extension Base for Depth Gage | Code No:900369 (Range:12") | 0
MTY900370 | Mitutoyo Span 180mm,527 | Code No: 900370 | 0
MTY900371 | Mitutoyo Span 260mm,527 | Code No: 900371 | 0
MTY900372 | Mitutoyo Extension Base | Code No: 900372 | 0
MTY900391 | Mitutoyo Lever point 2000 | Model: 900391 | 0
MTY900768 | Mitutoyo Gear,Take-Up | Code No: 900768 | 0
MTY900872 | Mitutoyo Contact Sensor | Model:900872 | 0
MTY900928 | Mitutoyo MAGNETIC BACK | Code No: 900928 | 0
MTY900947 | Mitutoyo Bearing (Screw) | Code No: 900947 | 0
MTY901312 | Mitutoyo Contact Point,Carbide, L:7.3 | Code No: 901312 | 4
MTY901385 | Mitutoyo Sceiber Clamp for 0.25x0.5" | Code No: 901385 | 0
MTY901459 | UNIVERSAL HOLDER,513 (25” dia Stem) | Code No: 901459 | 0
MTY901461 | Mitutoyo Universal Holder,513 | Code No: 901461 | 0
MTY901547 | Mitutoyo Universal Holder for Dial Test | Code No:901547 ,Diameter:6mm stem | 0
MTY901916 | Mitutoyo Universal Holder,(ø8mm stem) | Code No: 901916 | 1
MTY901917 | Mitutoyo Universal Holder for Dial Test | Code No:901917,Diameter:8mm stem | 0
MTY901954 | Mitutoyo Point,Roller | Code No: 901954 (A: M2.5x0.45) | 0
MTY901959 | Mitutoyo CENTERING HOLDER,513 | Code No: 901959 | 0
MTY901975 | Mitutoyo SPINDLE LIFTER,2000 | Code No: 901975 | 1
MTY901991 | Mitutoyo Point,Roller,1000 | Code No: 901991 | 0
MTY901994 | Mitutoyo Ball point Plastic | Code No: 901994 | 0
MTY902011 | Mitutoyo Spindle Lifting Lever&Cable | Code No: 902011 Up to 10mm/.4" Indicator | 0
MTY902018 | Mitutoyo Point,Plastic,1000 | Code No: 902018 | 0
MTY902119 | Mitutoyo Ball Carbide W Groove | Code No: 902119 Lenght:8.3 | 0
MTY902162 | Mitutoyo base / 7211 | Code No: 902162 | 0
MTY902802 | MITUTOYO STEM 4mm (513 SERIES) |  | 0
MTY902804 | Mitutoyo Stems with knurled clamp ring | Code No:902804,D:8mm | 0
MTY902805 | Mitutoyo Stem with Knurled Clamp Ring | Code No: 902805, 3/8" Dia | 0
MTY903424 | Mitutoyo Lever (MM),2000 | Code No: 903424 | 1
MTY903425 | Mitutoyo LEVER (IN),2000 | Code No: 903425 | 0
MTY905162 | Mitutoyo BEZEL ASSY,505 | Code No: 905162 | 0
MTY905200 | Mitutoyo SCRIBER,192M | Code No: 905200 | 0
MTY905201 | Mitutoyo Scriber,192M | Code no: 905201 | 0
MTY905338 | Mitutoyo SPC Cable (CD Type),1M,264S | Code No: 905338 | 0
MTY905409 | Mitutoyo Connecting cable 2M/80” | Code No: 905409 | 3
MTY914054 | Mitutoyo Clamp box | for Digimatic Caliper,Code No:914054 | 0
MTY914055 | Mitutoyo Distance Measurement jaws | for Digimatic Caliper,Code No:914055 | 0
MTY914057 | Mitutoyo Point ID Measurement Attachemen | for Digimatic Caliper,Code No:914057 | 0
MTY916-212 | Mitutoyo PRECISION SQUARE 75X50MM | COde No: 916-212 | 0
MTY916-213 | Mitutoyo Precision Square 1000x70mm | Code No: 916-213 | 0
MTY916-214 | MitutoyoPrecision Square 150X100mm | Code No: MTY916-214 | 0
MTY916-215 | Mitutoyo PRECISION SQUARE 200X130MM | Code No: 916-215 | 0
MTY916-218 | Mitutoyo PRECISION SQUARE 400X250MM | COde No: 916-218 | 0
MTY916-403 | Mitutoyo PRECISION SQUARE 150X100MM | COde No: 916-403 | 0
MTY916-407 | Mitutoyo Precision Square | Code No: 916-407 Size:400x250x8mm | 0
MTY936937 | Mitutoyo SPC Cable (Standard TYPE),1M | Code: 936937 | 0
MTY937179T | Mitutoyo Foot Switch | Code No: 937179T | 0
MTY937387 | Mitutoyo SPC CABLE (MDC TYPE),1M,264S | Code No: 937387 | 0
MTY938882 | Mitutoyo Battery SR44 1.55V | Code No: 938882 | 1
MTY950062 | Mitutoyo Clamp Assy |  | 0
MTY950063 | Mitutoyo Clamp Assy,102 | Code No:950063 | 0
MTY950-212 | Mitutoyo Spring Divider | Code No: 950-212 Range:150mm/6" | 0
MTY950-213 | Mitutoyo Spring Divider | Code No: 950-213 Range:200mm/8" | 0
MTY950-222 | Mitutoyo External Spring Divider | Code No: 950-222 Range:150mm/6" | 0
MTY950-223 | Mitutoyo External Spring Divider | Code No: 950-223 Range:200mm/8" | 0
MTY950-224 | External Spring Divider | Code No: 950-224, 10"/250mm | 0
MTY950-225 | Mitutoyo Outside Spring Caliper | Code No: 950-225 (Range 12in / 300mm) | 0
MTY950-232 | Mitutoyo Internal Spring Divider | Code No: 950-232 Range:150mm/6" | 0
MTY950-233 | Mitutoyo Internal Spring Divider | Code No: 950-233 Range:200mm/8" | 0
MTY950-235 | Mitutoyo Spring Inside Caliper | Code No: 950-235, 12"/300mm | 0
MTY950-251 | Mitutoyo Thickness Gage, Straight, | Code No: 950-251,0.002"/0.035",26Leaves | 0
MTY950-255 | Mitutoyo Thickness Gages,leaves:13 | Code No:950-255,Range:4.5"x0.0015"-0.200 | 0
MTY950277 | Mitutoyo Clamp Assy | Code No: 950277 | 0
MTY950-316 | Mitutoyo Digital Protractor | Code No: 950-316 | 0
MTY950-317 | Mitutoyo Digital Protractor | Code No: 950-317, PRO-360 | 0
MTY950-318 | pls quote MTY950-316 (2pcs ex-stock) | Code No: 950-318, RS-232C Compatible | 1
MTY950757 | Mitutoyo Illuminator/Pocket Compara | Code No: 950757 | 0
MTY950-921 | Mitutoyo Outside Spring Divider | Code No: 950-921 | 0
MTY952131 | Mitutoyo 3-Wire Units | Code No:952131 dia:0.170mm | 0
MTY952132 | Mitutoyo 3-Wire Uunit Gages(6.35mm)0.195 | Code No: 952132 | 0
MTY952133 | Mitutoyo 3-WIRE UNITS | Code No:952133 Dia:0.220mm | 0
MTY952134 | Mitutoyo 3-WIRE UNIT GAGES(6.35MM)0.250 | COde No: 952134 | 0
MTY952135 | Mitutoyo 3-WIRE UNIT GAGES(6.35MM)0.290 | COde No: 952135 | 0
MTY952136 | Mitutoyo 3-Wire Unit Gages(6.35mm)0.335 | Code No: 952136 | 0
MTY952137 | Mitutoyo 3-WIRE UNIT GAGES | Code No:952137 dia:0.390mm | 0
MTY952138 | Mitutoyo 3-WIRE UNIT GAGES | Code No:952138 dia:0.455mm | 0
MTY952139 | Mitutoyo 3-Wire Unit Gages(6.35m)0.530 | Code No: 952139 | 0
MTY952140 | Mitutoyo 3-WIRE UNIT GAGES | Code No:952140 dia:0.620mm | 0
MTY952141 | Mitutoyo 3-Wire Unit Gages(6.35MM)0.725 | Code No: 952141 | 0
MTY952142 | Mitutoyo 3-Wire Unit Gage(6.35MM)0.895 | Code No: 952142 | 0
MTY952143 | Mitutoyo 3-Wire Uunit Gage (6.35MM)1.100 | Code No: 952143 | 0
MTY952144 | Mitutoyo 3-Wire Unit Gages(6.35MM)1.350 | Code No: 952144 | 0
MTY952145 | Mitutoyo 3-Wire Unit Gages(6.35MM)1.650 | Code No: 952145 | 0
MTY952147 | Mitutoyo 3-Wire Unit Gage(6.35mm)2.550 | Code No: 952147 | 0
MTY952322 | Mitutoyo Extension Rod | Code No: 952322 | 0
MTY952621 | Mitutoyo Extension Rod, Length:150mm | Code No: 952621 | 0
MTY952622 | Mitutoyo Extension Rod 150mm | Code No: 952622 | 0
MTY952623 | Mitutoyo Extension Rod,150mm | Code No: 952623 | 0
MTY953549 | Mitutoyo Extension Rod 125mm/115 | Code No: 953549 | 0
MTY953552 | Mitutoyo Extension Rod,125m | Code No:953552 | 0
MTY953553 | Mitutoyo Extension Rod 250mm | Code No: 953553 | 0
MTY953554 | Mitutoyo Extension Rod 500mm | Code No: 953554 | 0
MTY953555 | Mitutoyo Extension Rod | Code No: 953555, 750mm | 0
MTY953556 | Mitutoyo Extension Rod 1000mm,51 | Code No: 953556 | 0
MTY953558 | Mitutoyo Extension Rod 500mm,511 | Code No: 953558 | 0
MTY953560 | Mitutoyo Extension Rod 1000mm | Code No: 953560 | 0
MTY953638 | Mitutoyo Holding Bars (Length 50mm) | Code No: 953638 | 0
MTY953639 | Mitutoyo HOLDER ARM (ENGLISH),192B | Code No: 953639 | 0
MTY957261 | Mitutoyo 2ø Ball Stylus For LH,518 | Code No: 957261 | 0
MTY957263 | Mitutoyo 4ø Ball Stylus For LH,518 | Code No:957263 | 0
MTY959143 | Mitutoyo SPC CONNECTING CABLES | Code No: 959143 | 0
MTY959149 | Mitutoyo SPC Cable with data switch | Code No: 959149 | 1
MTY959150 | Mitutoyo SPC cable with data switch(2M) | Code No: 959150 | 0
MTY960-603 | Mitutoyo Precision Level | Code No:960-603 Dimen(mm):200x44x38.2 | 0
MTY960-703 | Mitutoyo Precision Square Lever Meter | Code No: 960-703,200x44x200mm(0.02mm/m) | 0
MTY963-210-30 | Mitutoyo Hardness Tester HR-110MR | Code No: 963-210-30 | 0
MTY963-210-30E | Mitutoyo Rockwell Hardness Tester | Code No: 963-210-30E,HR110MR | 0
MTY963-220-30E | Mitutoyo Rockwell Hardness Tester | Code No: 963-220-30E, HR210MR | 0
MTY963-231-30E | Mitutoyo Rockwell Hardness Tester | Code No; 963-231-30E,HR-320MS | 0
MTY963-240-30E | Mitutoyo Rockwell Hardness Tester | Code No; 963-240-30E,HR-430MR | 0
MTY963-241-30E | Mitutoyo HOLDER ARM (ENGLISH),192B | Code No: 963-241-30E | 0
MTY965013 | Mitutoyo Connecting Cable | Code No: 965013 2m | 0
MTY965014 | Mitutoyo Extension Cable 2m | Code No: 965014 | 0
MTY965158 | Mitutoyo Printer Assy | Code No: 965158 | 0
MTY967-201-10 | Mitutoyo Bench Center | Code No: 967-201-10 | 0
MTY968-202 | Mitutoyo PROTRACTOR | Code No: 968-202 | 0
MTY968-203 | Mitutoyo Protrator Rectangular | Code No: 968-203, 6" 1/64 | 0
MTY980505 | Mitutoyo Rod 13mm for 137 Series | Code No: 980505 | 0
MTY980506 | Mitutoyo ROD 0.5" | Code No: 980506 | 0
MTY980508 | Mitutoyo ROD 1" | Code No: 980508 | 0
MTY980510 | Mitutoyo Rod 2" | Code No:980510 | 0
MTY980512 | Mitutoyo ID Mic Rod 4.0” | Code No: 980512 | 0
MTY980706 | Mitutoyo Anvil Set (INCH),104 | Code No: 980706 | 0
MTY980718 | Mitutoyo Anvil Set (INCH) | Code No: 980718 | 0
MTY981-103 | Mitutoyo Angle Block Set,2pcs | Code No:981-103(45°&30°) | 0
MTY981236 | Mitutoyo Clamp,293 | Code No: 981236 | 0
MTY981700 | Mitutoyo Front Panel Assy | Code No:981700 | 0
MTY981923 | Mitutoyo Stater assy,293 | Code No:981923 | 0
MTY981924 | Mitutoyo Rotor Assy,293 | Code No: 981924 | 0
MTY981937 | Mitutoyo Detector | Code No: 981937 | 0
MTY982-552 | Mitutoyo Digital Tachometer | Code No: 982-552 | 0
MTY985056 | Mitutoyo Color-Coded Ratchets (Black) | Code No: 985056 (Material Plastic) | 0
MTY985081 | Mitutoyo RACHET/BLUE,125 | Code No: 985081 | 0
MTY996542 | Mitutoyo Stylus,SPH-13 | Code No: 996542 | 0
MTYPH3515F | Mitutoyo Profile Projector | Model: PH3515F Item No: 172-849E | 0
MTYSJ210 | MITUTOYO Surface Rounness Tester | Model: SJ-210 | 0
MTYSV-3100H8 | Mitutoyo | Code No: SV-3100H8 | 0
MULTI ADAPTOR | Multi Adaptor | Smart S603 13A Travel Adaptor | 0
MW10 | Milwaukee Mini Colorimeter | Model:MW10 | 0
MW100 | Economical Portable Meter | Brand: Milwaukee Model: MW100 | 0
MW101 | MILWAUKEE PH Meter | Model: MW101 | 0
MW101-SOIL | MW101-E Portable pH meter with MA918B/1 | pH electrode for soil measurement | 0
MW102 | Milwaukee Portable Ph meter | Code No: MW102 (same as SM102) | 0
MW11 | Milwaukee Mini Colorimeter | Code No: MW11 | 0
MW11K-TC1-ANP | Anritsu Moving Wire Probe | Model: MW11K-TC1-ANP | 0
MW-13K-TC1-ANP | Anritsu Moving Wire Probe | Model: MW-13K-TC1-ANP | 0
MW24K-TC1-ANP | Anritsu Moving Wire Probe | Model: MW-24K-TC1-ANP | 0
MW301 | Milwaukee Conductivity Meter | Model: MW301 Range:0-1990µS/cm | 0
MW302 | Milwaukee Conductivity Meter | Model: MW302 | 0
MW401 | Milwaukee Conductivity & TDS Meter | Model:MW401 | 0
MW500 | Milwaukee ORP METER | Model: MW500 | 0
MW600 | Smart DO meter | Brand: Milwaukee Model: MW600(SM600) | 2
MW801 | Milwaukee pH/Conductivity/TDS | Combination Meter Model: MW801 | 0
MW802 | Smart pH/EC/TDS Combined Meter | Brand: Milwaukee Model: MW802 | 0
N816.3KT=KNF | VACUUM PUMP---GENERAL |  | 0
NAGATAKEYPAD | NAGATA MEMBRAIN KEYPAD |  | 0
NANODIGIDC180K1 | DIGI Electronic Counting Scale (2 in 1) | Model: DC-180-K1 c/w SYA-100 1Kgx0.1g | 0
NAVITAR0745 | navitar zoom lens for RFS |  | 0
NAVITAR2X | navitar lens 2x |  | 0
NAVITAR2XAUXLENS | Auxillary Lens 2X for KIM |  | 1
NAVITARZLDONUT | Zoom Lens Donut / holder (Nav |  | 0
NB101MTS | NB-101MTS Multi Shaker with Spring Rack |  | 0
NB201VFAN | Fan for NB201V |  | 0
NB205VLWITHACC | NB-205VL with 250ml flask holder, | platform & clamp | 0
NB301L | WATER BATH |  | 0
NEW32151556 | NEW32151556 |  | 0
NFPROBETT260 | Non Ferrous Probe for TT260 |  | 0
NIKON C-FRL | Fluorescent Bulb C-FRL | Temp -20to+60C Humidity:max90%RH | 1
NIKON10X | Nikon C-W 10XB Eyepiece(FN22)MMK30102 |  | 0
NIKON8x8STAGE | "NIKON" Eclipse 8 x 8 stage fo |  | 0
NIKONCPS | Nikon C-PS Plain Focusing Body MMD31000 |  | 0
NIKONOBJLENS20X | NIKON OBJECTIVE LENS 20X |  | 0
NIKONREFSMZ1B | REFUR NIKON SMZ-1B |  | 0
NIKONREFSMZ2 | REFUR NIKON SMZ-2 |  | 0
NIKONSMZ645 | Nikon SMZ645 Zooming Body MMA36300 |  | 0
NIKSMZEYEDIOPTER | Nikon SMZ-1B Eyepiece Diopter |  | 0
NIKSMZEYEHOLDER | Nikon SMZ-1B Eyepiece Holder |  | 0
NIKSMZINTGEAR | Nikon SMZ-1B Internal Scope Ge |  | 0
NIKSMZPLBOTCOV | Nikon SMZ-1B Scope Plastic Cov | (Bottom) | 0
NIKSMZPLTOPCOV | Nikon SMZ-1B Scope Plastic Cov | (Top) | 0
NIKSMZZOOMKNOB | Nikon SMZ-1B Scope Zoom Knob |  | 0
NIREGOACH | Nire Goach crucible,30ml holes |  | 0
NOGADG1030 | NOGA Magnetic Stand | Model: DG-1030 | 0
NOGA-NF1030 | NOGA NF1030 Magnectic Stand | Permanent Magnet 5 Axis Holder | 0
NOGAPH1035 | NOGA Magnetic Stanf |  | 0
NOSEPIECE | Scope Nosepiece (4 big hole) |  | 0
NP6120 | NEUTON POWER NP6120 6V |  | 0
NS307 | OEM Chart Paper for SATO Recorder(7Days) | Model:NS307,-15 to 40°C,1-100RH,55Sheets | 0
NS307 C.PAPER | OEM Chart Paper for SATO Recorder(7days) | NS307,-15to40°C,0to100% RH,55 sheets/Box | 0
NTX1 | EYEPIECE CAMERA NTX-1 |  | 0
NTX200 | Digital Eyepiece Camera | 2 mega pixels with USB 2.0 output | 0
NTY04AAB464A | Mitutoyo Interconnector(For Sensor)/MDE | Code No: 04AAB464A | 0
NTY209-407 | Mitutoyo Dial Caliper Gage | Code No: 209-407,0-20mmx0.01mm | 0
NVC105 | NVEC CCD CAMERA (B & W) |  | 0
NVM2B/2 | NUMATIC VACUUM BAG NVM 2B/2 |  | 0
NZ4 | NZ4 MICROSCOPE |  | 0
NZ4APOD | NZ4A POD |  | 0
NZLAUXLENS0.3X | NEW ZOOM LENS AUXILIARY LENS 0.3X |  | 1
NZLAUXLENS0.5X | NEW ZOOM LENS AUXILIARY LENS 0.5X |  | 1
NZLAUXLENS0.75X | NEW ZOOM LENS AUXILIARY LENS 0.75X |  | 2
NZLAUXLENS1.5X | NEW ZOOM LENS AUXILIARY LENS 1.5X |  | 1
NZLAUXLENS2X | NEW ZOOM LENS AUXILIARY LENS 2X |  | 0
NZLPHOTOTUBE0.35 | NEW ZOOM LENS TUBE / | (PHOTO EYEPIECE) (0.35X) | 0
NZLPHOTOTUBE0.5X | NEW ZOOM LENS TUBE / | (PHOTO EYEPIECE) 0.5X | 0
NZLPHOTOTUBE1.5X | NEW ZOOM LENS TUBE / | (PHOTO EYEPIECE)1.5X | 0
NZLPHOTOTUBE1X | NEW ZOOM LENS TUBE/ | (PHOTO EYEPIECE) 1X | 0
O 28.58" X 15" | O 28.58" x 15" S/S Pole with Step |  | 0
O 31.75POLE@150 | 0 31.75mm x150mm Pole |  | 0
O14 | HEAT FILTER FOR CPJ3015 |  | 0
O9EAA082 | Thermal Paper O9EAA082 | Size: 57 x 50 x 12mm | 0
OB2 | Chuo Objective 2X, | Model: OB-2 | 0
OBA10000G | OBA 10000G ROD TENSION GAUGE | WITH STOPPER | 0
OBA1000G | Oba Rod Type Tension Gage w/max | pointer Capacity: 1000G | 0
OBA10G | OBA 10G ROD TENSION GAUGE | WITH STOPPER | 0
OBA110G | OBA 110G ROD TENSION GAUGE | WITH STOPPER | 0
OBA1500G | OBA ROD TYPE TENSION GAGE WITH | STOP HAND MODEL 1500G | 0
OBA2000G | OBA 2000G ROD TENSION GAUGE | WITH STOPPER | 0
OBA200G | OBA 200G ROD TENSION GAUGE | WITH STOPPER | 0
OBA3000G | OBA 3000G ROD TENSION GAUGE | WITH STOPPER | 0
OBA30G | OBA 30G ROD TENSION GAUGE | WITH STOPPER | 0
OBA3N | OBA Rod Type Tension Gage with stop | hand Model: 3N | 0
OBA5000G | OBA 5000G ROD TENSION GAUGE | WITH STOPPER | 0
OBA500G | OBA 500G ROD TENSION GAUGE | WITH STOPPER | 0
OBA50G | OBA 50G ROD TENSION GAUGE | WITH STOPPER | 1
OBIAN201 | Obishi Small Level Model: AN-201 |  | 0
OBJ100XY100 | 100X OBJECTIVE FOR Y 100 |  | 0
OBJ100XY100SP | 100X OBJECTIVE FOR Y100(S-PLAN) |  | 0
OBJ10XY100 | 10x Objective lens for Y100 |  | 0
OBJ40XY100 | 40X OBJECTIVE FOR Y 100 |  | 0
OBJ40XY100SP | 40X OBJECTIVE FOR Y100(S-PLAN) |  | 0
OBJ4XY100 | 4x Objective lens for Y100 |  | 0
OBJLENS100X | OBJECTIVE LENS 100X (S/OIL) XS |  | 0
OBJLENS100xDRY | 100x/NA0.85/WD0.4(dry,sping for | metallurgical microscope | 0
OBJLENS100XOIL | 100x Objective Len (oil) |  | 0
OBJLENS10XMETA | RV OBJECTIVE LENS 10X | METALLURGICAL | 0
OBJLENS10XXS2800 | OBJECTIVE LENS 10X FOR XS 208 |  | 1
OBJLENS1X | OBJECTIVE LENS 1X FOR OTD |  | 1
OBJLENS20XMETA | RV OBJ LENS 20X FOR METALURGIC |  | 0
OBJLENS2X | OBJECTIVE LENS 2X FOR OTD |  | 0
OBJLENS40XMETA | RV OBJECTIVE LENS 40X | METALLURGICAL | 0
OBJLENS5XMETA | RV OBJECTIVE LENS 5X | METALLURGICAL | 0
OBJLENS60XMETA | RV OBJECTIVE LENS 60X | METALLURGICAL | 0
OBJLENS80PLMET | MM20A OBJECTIVE LENS 80/PL |  | 0
OBJLENS80XMETA | RV OBJECTIVE LENS 80X | METALLURGICAL | 1
OBJLENSPC10X | PC10x Objective Len |  | 0
OBLENSPL2.5X | PL 2.5X OBJECTIVE LENS (RAXVISION) |  | 0
OCS | (LESUN) PORTABLE ELECTRONIC | PRICE SCALE (OCS) | 0
OCSZS5T | SCOTTS CRANE SCALE OCS-ZS-5 (5T) |  | 0
OEM20012-7 | OEM Chart Paper,20012-7, 7 Days | 55-Sht,-20~50°C / 0-100RH | 0
OEM721062-7DAYS | OEM Chart Paper 7days,-10 to 50Degree C | Model: 721062 Packing: 55sht | 0
OEMEL38 | “OEM” Tungsten Bulb Model : EL-38 |  | 0
OHNOS140 | Ohnishi Straight Edge OS-140 No. 2 | Size: 200 x 24 x 3mm Class: A | 0
OILIMMBOTTLE | EMPTY BOTTLE FOR OIL IMMERSION |  | 0
OITAGAUGEBLOCK | OITA Individual Steel Gauge Block | Size:0.5mm,Grade:0 | 0
OJIM101.27 | Ojiyas Thread Ring Gage (Go Only) GR2 | M10 x 1.25 | 0
OJIM81.25 | Ojiyas Thread Ring Gage (Go Only) GR2 | M8 x 1.25 | 0
OJIM91.26 | Ojiyas Thread Ring Gage (Go Only) GR2 | M9 x 1.25 | 0
OLMREFBH2UMA | REFUR OLYMPUS BH2-UMA |  | 0
OLMREFSZ30 | REFUR OLYMPUS SZ-30 |  | 0
OLYBHMDARKFIELD | OLYMPUS D.F FOR BHM |  | 0
OLYCCDCOUPLER | OLYMPUS U-PMTVC C-MOUNT COUPLI |  | 0
OLYMPUSNDT8500 | Olympus Panametrics-NDT Model 8500 | Magna Mike Hall Effect Thickness Gage | 0
OLYOBJLENS10X | OLYMPUS OBJECTIVE LENS 10X |  | 0
OLYOBJLENS20X | OLYMPUS OBJECTIVE LENS 20X |  | 0
OLYOBJLENS40X | OLYMPUS OBJECTIVE LENS 40X |  | 0
OLYOBJLENS5X | OLYMPUS OBJECTIVE LENS 5X |  | 0
OLYSZEYEDIOPTER | Olympus SZ-B Eyepiece Diopter |  | 0
OLYSZEYEHOLDER | Olympus SZ-B Eyepiece Holder |  | 0
OLYSZINTGEAR | Olympus SZ-B Internal Scope Ge |  | 0
OLYSZPLCOVER | Olympus SZ-B Scope Plastic Cov |  | 0
OLYSZPOLORITELEN | OLYMPUS SZ-CHI POLORITE LENS | (ROTARY) | 0
ONO HT-4200 | ONO SOKKI DIGITAL TACHOMETER | HT-4200 | 0
ORP57 | Milwaukee Pocket Size pH/ORP/Temp meters | Code No: ORP57 | 0
OSRAM BULB54585 | OSRAM BULB54585 |  | 0
OSRAM DULUX | OSRAM DULUX S7/860 |  | 0
OSRAM12V100W | OSRAM HALOGEN BULB 12V 100W | FOR MODEL: HLX 64625 | 0
OSRAM12V50W | OSRAM Halogen Bulb (Rocket Type) | Code: 64440,50W,12V | 1
OSRAM15V150W | Osram Halogen Bulb 15V 150W | Reflector | 0
OSRAM64627 | OSRAM Halogen Lamp 64627 12V 100W |  | 0
OSRAM64640 | HALOGEN LAMP, 24V/150W OSRAM | MODEL:64640 | 0
OSRAM9W | OSRAM-9W/11-860 |  | 0
OSRAMHB12V100W | OSRAM HALOGEN BULB 2PIN REFLECTIVE CUP | TYPE 12V 100W | 0
OSRAMT528WTUBE | Osram T5 28W Circular Tube |  | 0
OTD2L | High Quality Fix Magnification | Microscope C/W Bulit-In Lighting Set | 1
OTDP | FIX MAGNIFICATION MICROSCOPE | OTD-P | 0
OTJ12 | Step Magnification Stereo Microscope | Brand:Rax Vision Model:OTJ-12 | 0
OTJ12HEAD | HEAD OF STEP MAGNIFICATION | BINOCULAR MICROSCOPE OTJ-12 | 0
OTJ12W/OR&P | SCOPE OTJ12 WITHOUT RACK & PINION |  | 0
OTJ13 | Step Magnification Stereo Microscope | Brand:Rax Vision Model:OTJ-13 | 10
OTJ13HEAD | HEAD OF OTJ 13 |  | 0
OTJ13RACKPINION | RACK & PINION OF OTJ13 |  | 0
OTJ13W/OR&P | Scope OTJ-13 Without Rack & Pinion |  | 0
OTJ24 | Step Magnification Stereo Microscope | Brand:Rax Vision Model:OTJ-24 | 1
OTJ24HEAD | HEAD OF OTJ24 |  | 0
OTJ24HEAD+STAND | OTJ24 HEAD AND PLAIN STAND |  | 1
OTJBASE | OTJ Base |  | 0
OTJINTLIGHTSTD | OTJ BUILT IN LIGHTING STAND (Joint) |  | 0
OTJPOLELIGHTSTD | OTJ BUILT IN LIGHTING STAND (Pole) |  | 0
OTJT12 | STEP MAGNIFICATION TRINOCULAR | MICROSCOPE OTJ-T12 | 0
OTJT12HEAD | MICROSCOPE HEAD , MODEL OTJT12 |  | 0
OTJT24 | STEP MAGNIFICATION TRINOCULAR | MICROSCOPE OTJ-T24 | 1
P.S 30 BATTERY | PS 30 BATTERY 6V3Ah |  | 0
P2000B | P2000B+ WEIGHING INDICATOR (LED) |  | 0
P200FR | Grinding & Polishing Machine | Manual 2 Platen ø200mm Model: P200FR | 0
P20F-1 | Top Tech Grinding/Polishing Machine | Model: P20F-1 (ø200mm) | 0
P20F1H | Grinding & Polishing Maching |  | 0
P20F-1-HA | Top Tech Grinding/Polishing Machine | (ø200mm) Code No: P20F-1-HA | 0
P20FRHA | 200mm diam Grinding/Polishing Machine | Brand: Top Tech Model: P20FRHA | 0
P806250 | BURETTE 50mL With Straight Pipe | Model: P806250 | 0
PAPER43XHOLE12MM | DOT MATRIX PAPER WIDTH 43MM X | HOLE 12MM | 0
PAPER43XHOLE7MM | DOT MATRIX PAPER WIDTH | 43MM X HOLE 7MM | 0
PAPERHOLDERK265 | PAPER HOLDER FOR DIBAL K265 HANGING |  | 0
PAPERROL | PAPER ROLL FOR SHIMADZU PRINTER | Code No: PAPERROL | 0
PAPERSDCOVERK265 | PAPER SIDE COVER FOR K265 HANGING |  | 0
PAPERSJ310 | Mitutoyo THERMAL PAPER FOR SJ-310 | Code No: PAPERSJ310 | 0
PB-10&PY-ASI | Sartorius Basic pH meter PB10 |  | 0
PB10ELECTRODE | pH combination electrode for pH meter | PB10 Code No: PB10ELECTRODE | 0
PB10W/OPROBE | PB10 pH Meter w/out Probe | Code No: PB10W/OPROBE | 0
PB60CELY0.6KG | PB-60 CELY 600G |  | 0
PB60CELY1.5KG | PB-60 CELY 1500(1.5KGX0.02G) |  | 0
PB60CELY300G | PB-60 CELY300(300GX0.005G) |  | 0
PB60CELY3KG | PB-60 CELY 3000G |  | 1
PB60LCD | LCD for PB-60 |  | 0
PC MOUSE | EDGE OPTICAL MOUSE (ED-02)--OFFICE | EQUIPMENT | 0
PC50CELY15KG | PC-50 CELY 15KG |  | 0
PC50CELY30KG | PC-50 CELY 30KG |  | 0
PC50CELY3KG | PC-50 CELY 3KG |  | 0
PC50CELY6KG | PC-50 CELY 6KG |  | 1
PC50LCD | LCD for PC-50 |  | 0
PCBBSCC30K | PCB FOR BSCC 30K |  | 0
PCBLEDHXP | pcb for LEDHXP | Code No: PCBLEDHXP | 0
PCBMCB015 | MAIN BOARD PCB NEW VERSION | INCLUDE 20PIN I/C | 0
PCBRVDBEB240 | PCB FOR RV-DB-EB 240V |  | 0
PCBRVNSEB240 | PCB FOR MAGNIFIER RV-NS-EB 240V | Code No: PCBRVNSEB240 | 0
PCBXS901 | PCB FOR MICROSCOPE XS901 |  | 0
PCKCTY103T | Phase contrast kit and centering | telescope for Y-103-T UIS | 0
PCKY100AO | acrhomatic objective, Phase contrast | kit for Y-100 (turret type) | 0
PCONTRASTKITW/OC | PHASE CONTRAST KIT (INCOMPLETE W/O CON- | DENSER)OBJPH10X+FILTER OBJPH100X+FILTER | 0
PDG50 | FUJ PDG-50=Fuji Tools Mini Dep |  | 0
PDN20 | Dacell Digital Pressurization Gauge | Model: PDN20 | 0
PEA1960 | PEAK LUPE 5X 1960 |  | 6
PEA1961 | PEAK LUPE 10X 1961 |  | 1
PEA1962 | PEAK LUPE 15X 1962 |  | 2
PEA1964 | PEAK LUPE 22X 1964 |  | 0
PEA1964L | PEAK LIGHT LUPE 22X 1964-L |  | 0
PEA1966 | PEAK Light Lupe 10X | Model: 1966 | 1
PEA1966L | PEAK LIGHT LUPE 10X,1966L Same as 1966 | Pls refer to 1966 | 0
PEA1972100 | PEAK GLASS SCALE 100MM 1972-10 |  | 0
PEA19721000S | PEAK GLASS SCALE 1000S 1972-1000S |  | 0
PEA1972200 | PEAK GLASS SCALE 200MM 1972-20 |  | 0
PEA19722000 | Peak 22X Lupe Model: 1964 |  | 0
PEA1972300 | PEAK GLASS SCALE 300MM 1972-30 |  | 0
PEA1972300S | PEAK GLASS SCALE 300S 1972-300S |  | 0
PEA197250 | PEAK GLASS SCALE 50MM 1972-5 |  | 0
PEA1972500S | PEAK GLASS SCALE 500S 1972-500S |  | 0
PEA1972700S | PEAK GLASS SCALE 700S 1972-700S |  | 0
PEA1975 | PEAK SCALE LUPE 7X 1975 |  | 0
PEA1975NSCALE | Peak Lupe Model: 1975 without scale |  | 0
PEA1976 | PEAK SCALE LUPE SET 7X 1976 |  | 0
PEA1977A | PEAK ILLIMINATING LUPE A 1977A |  | 0
PEA1977B | PEAK ILLIMINATING LUPE B 1977B |  | 0
PEA1977C | PEAK ILLIMINATING LUPE C 1977C |  | 0
PEA1977D | PEAK ILLIMINATING LUPE D 1977D |  | 0
PEA1977E | PEAK ILLIMINATING LUPE E 1977E |  | 0
PEA1980 | PEAK AUXILIARY LENS ILLUMINATI | LUPE 1980 | 0
PEA1983 | PEAK Scale Lupe 10X | Code No: 1983 | 1
PEA1983S | Peak Scale Lupe Model: 1983S |  | 0
PEA198510 | PEAK STEINHEIL LUPE 10X 1985-1 |  | 0
PEA198514 | PEAK STEINHEIL LUPE 14X 1985-1 |  | 0
PEA198520 | PEAK STEINHEIL LUPE 20X 1985-2 |  | 0
PEA19857 | PEAK STEINHEIL LUPE 7X 1985-7 |  | 1
PEA1986 | PEAL MAGNET LUPE 5X 1986 |  | 0
PEA1987 | PEAK LIGHT LUPE 3.5X 1987 |  | 0
PEA1989 | PEAK PARASITE LUPE 2.5X, 5X 1989 |  | 0
PEA19904 | PEAK ANASTIGMAT LUPE 4X 1990-4 |  | 0
PEA19907 | PEAK ANASTIGMAT LUPE 7X 1990-7 |  | 0
PEA1993 | PEAK SUCKING LUPE 10X 1993 |  | 0
PEA1994 | PEAK STEREO VIEWER 1994 |  | 0
PEA1996 | PEAK LUPE 30X 1996 |  | 0
PEA1996L | PEAK LIGHT LUPE 30X 1996-L |  | 0
PEA1997 | PEAK HAND LUPE 3X 1997 |  | 0
PEA1998 | PEAK LIGHT SCALE LUPE 7X 1998 |  | 0
PEA1999 | PEAK TELECENTRIC LUPE 7X 1999 |  | 0
PEA2001100 | PEAK POCKET SCOPE 100X 2001-100 |  | 0
PEA200115 | PEAK POCKET SCOPE 15X 2001-15 | (LONG) | 0
PEA200125 | PEAK POCKET SCOPE 25X 2001-25 |  | 0
PEA200150 | PEAK POCKET SCOPE 50X 2001-50 |  | 0
PEA200175 | PEAK POCKET SCOPE 75X 2001-75 |  | 1
PEA20031006SA0 | PEAK LINEN TESTER 6X 2003 | Model:PEA20031006SA0 | 0
PEA20031006SA3 | PEAK LINEN TESTER 6X 2003 | Model: PEA20031006SA3 | 0
PEA20031006WZ3 | PEAK LINEN TESTER 6X 2003 | Model: PEA20031006WZ3 | 0
PEA20031209SA0 | PEAK LINEN TESTER 9X 2003 | 1209SA0 | 0
PEA20031209SA3 | PEAK LINEN TESTER 9X 2003 | 1209SA3 | 0
PEA20031209WZ3 | PEAK LINEN TESTER 9X 2003 | 1209WZ3 | 0
PEA20031504WA3 | PEAK LINEN TESTER 4X 2003 | Model: PEA20031504WA3 | 0
PEA20032003WA3 | PEAK LINEN TESTER 3X 2003 | Model: PEA20032003WA3 | 0
PEA20033407SA0 | PEAK LINEN TESTER 7X 2003 | Model: PEA20033407SA0 | 0
PEA20033407SA3 | PEAK LINEN TESTER 7X 2003 | Model: PEA20033407SA3 | 0
PEA20033408WZ3 | PEAK LINEN TESTER 8X 2003 | Model: PEA20033408WZ3 | 0
PEA2004 | PEAK SCALE LUPE SET 10X 2004 |  | 0
PEA2008 | PEAK STANDARD RECTICLE SCALE | FOR 2008 (INCH) 26 | 0
PEA2008100 | PEAK Stand Microscope, 100X | Code No: 2008-100 | 0
PEA200825 | PEAK STAND MICROSCOPE 25X | 2008-25 | 0
PEA200850 | PEAK STAND MICROSCOPE 50X | 2008-50 | 0
PEA200875 | PEAK STAND MICROSCOPE 75X | 2008-75 | 0
PEA2008LH | PEAK LIGHT HOLDER FOR STAND | MICROSCOPE 2008-LH | 0
PEA2009100 | PEAK SHOP MICROSCOPE 100X | 2009-100 | 0
PEA200920 | PEAK SHOP MICROSCOPE 20X 2009-20 |  | 0
PEA200940 | PEAK SHOP MICROSCOPE 40X 2009-40 |  | 0
PEA200960 | PEAK SHOP MICROSCOPE 60X 2009-60 |  | 0
PEA2010 | PEAK BRINNEL MICROSCOPE 20X | 2010 | 0
PEA2015 | PEAK MINI COMPARATOR 7X 2015 |  | 0
PEA2016 | PEAK Scale Lupe 15X | Code No: 2016 | 0
PEA2016L | PEAK LIGHT SCALE LUPE 15X 2016 |  | 0
PEA202122 | PEAK SWING LUPE 22X, 2021-22 |  | 0
PEA202235 | Peak Achroma Lupe 4X Model: 2022-35 |  | 0
PEA202255 | Peak Achroma Lupe 2X | Model: 2022-55 | 0
PEA2023 | Peak Light Lupe 15X | Code No: 2023 | 0
PEA2023L | PEAK LIGHT LUPE 15X 2023-L |  | 0
PEA2027 | PEAK SOFT FOCUS SCOPE 8x20 | 2027 | 0
PEA2028 | Peak 10X Light Scale Lupe | Model: 2028 | 0
PEA2028L | PEAK LIGHT SCALE LUPE 10X 2028 |  | 0
PEA2032 | PEAK PLALUPE 10X 2032 |  | 0
PEA2033100 | PEAK FLEXIBLE STAND LUPE 2X | 2033-100 | 0
PEA2033115 | PEAK FLEXIBLE STAND LUPE 1.7X | 2033-115 | 0
PEA203390 | PEAK FLEXIBLE STAND LUPE 2.2X | 2033-90 | 0
PEA2034100 | PEAK Wide Stand Microscope, 100X | Code No: 2034-100 | 0
PEA2034150 | PEAK WIDE STAND MICROSCOPE 150 | 2034-150 | 0
PEA203420 | PEAK WIDE STAND MICROSCOPE 20X | 2034-20 | 0
PEA2034200 | PEAK WIDE STAND MICROSCOPE 200 | 2034-200 | 0
PEA2034300 | PEAK WIDE STAND MICROSCOPE 300 | 2034-300 | 0
PEA203440 | PEAK WIDE STAND MICROSCOPE 40X | 2034-40 | 0
PEA203460 | PEAK WIDE STAND MICROSCOPE 60X | 2034-60 | 0
PEA2035I | PEAK HEAD LUPE 2.2X, 3.3X 2035-I |  | 0
PEA2035II | PEAK HEAD LUPE 2.2X,3.3X,4.1X, | 2035-II | 0
PEA203625 | PEAK POCET MEASURING MICROSCOP | 25X 2036-25 | 0
PEA203650 | PEAK POCKET MEASURING MICROSCOPE | 50X 2036-50 | 0
PEA2037 | PEAK SCALE LUPE 30X 2037 |  | 0
PEA2037L | PEAK LIGHT SCALE LUPE 30X 2037L |  | 0
PEA2041 | PEAK MULTI DESK LUPE 2X 2041 |  | 0
PEA2044 | PEAK ZOOM LUPE 816 8X, 16X | 2044 | 0
PEA2048A13D | PEAK EYE LUPE 3.3X 2048-A13D |  | 0
PEA2048A16D | PEAK EYE LUPE 4X 2048-A16D |  | 0
PEA2048A20D | PEAK EYE LUPE 5X 2048-A20D |  | 0
PEA2048A26D | PEAK EYE LUPE 6.7X 2048-A26D |  | 0
PEA2048AW | PEAK EYE LUPE 10X 2048-AW |  | 0
PEA2048V13D | PEAK EYE LUPE 3.3X 2048-V13D |  | 0
PEA2048V16D | PEAK EYE LUPE 4X 2048-V16D |  | 0
PEA2048V20D | PEAK EYE LUPE 5X 2048-V20D |  | 0
PEA2048V26D | PEAK EYE LUPE 6.7X 2048-V26D |  | 0
PEA2050100 | PEAK POCKET MICROSCOPE EIM 100 | 2050-100 | 0
PEA205025 | PEAK POCKET MICROSCOPE EIM 25X | 2050-25 | 0
PEA205050 | PEAK POCKET MICROSCOPE EIM 50X | 2050-50 | 0
PEA205075 | PEAK POCKET MICROSCOPE EIM 75X | 2050-75 | 0
PEA205130 | PEAK HAND MICROSCOPE 30X 2051-30 |  | 0
PEA205160 | PEAK HAND MICROSCOPE 60X 2051-60 |  | 0
PEA2054100 | PEAK Wide Stand Microscope, 100X | Code No: 2054-100 | 0
PEA2054100EIM | PEAK WIDE STAND MICROSCOPE II | 2054-100EIM | 0
PEA2054150 | PEAK WIDE STAND MICROSCOPE 150 | 2054-150 | 0
PEA205420 | PEAK WIDE STAND MICROSCOPE 20X | 2054-20 | 0
PEA2054200 | PEAK WIDE STAND MICROSCOPE 200 | 2054-200 | 0
PEA205420EIM | PEAK WIDE STAND MICROSCOPE II | 2054-20EIM | 0
PEA2054300 | PEAK WIDE STAND MICROSCOPE 300 | 2054-300 | 0
PEA205440 | PEAK WIDE STAND MICROSCOPE 40X | 2054-40 | 0
PEA2054-40EIM | PEAK Wide Stand Microscope | Model: 2054-40EIM | 0
PEA205440EIM | PEAK WIDE STAND MICROSCOPE II | 2054-40EIM | 0
PEA205460 | PEAK WIDE STAND MICROSCOPE 60X | 2054-60 | 0
PEA205460EIM | PEAK WIDE STAND MICROSCOPE II | 2054-60EIM | 0
PEA2055 | PEAK SCALE LUPE 20X 2055 |  | 0
PEA2055L | PEAK Light Scale Lupe 20X | Item No: 2055L | 1
PEA205625 | PEAK POCKET MICROSCOPE EI 25X | 2056-25 | 0
PEA205650 | PEAK POCKET MICROSCOPE EI 50X | 2056-50 | 0
PEA7XPS2FOR1975 | Scale #02 For Peak 1975 7x |  | 0
PEAG6C | Peacock Dial Thickness Gage Model: G-6C |  | 0
PEALA5 | Peacock Caliper Gauge | Model: LA-5 | 0
PEAPCN1BE | PEACOCK DIAL TEST INDICATOR | PCN-1BE | 0
PEAPSN05 | Peak Scale 05 for 1675 ,7x |  | 0
PEAPSNO5 | PEAK Scale #05 for 1975 7x | Code No: PEAPSNO5 | 0
PEAREC1 | PEAK RETICLE SCALE NO. 1 |  | 0
PEAREC7 | Peak Recticle Scale No. 7 for 1983 | Model: PEAREC7 | 0
PEARecticleS1983 | PEAK STANDARD RECTICLE SCALE F | 1983 (CROSS) | 0
PEAReticleSca10 | PEAK RETICLE SCALE NO. 10 |  | 0
PEAReticleSca11 | PEAK RETICLE SCALE NO. 11 |  | 0
PEAReticleSca12 | PEAK RETICLE SCALE NO. 12 |  | 0
PEAReticleScale | PEAK RETICLE SCALE (MISC) |  | 0
PEAReticleScale2 | PEAK RETICLE SCALE NO. 2 |  | 0
PEAReticleScale3 | PEAK RETICLE SCALE NO. 3 |  | 0
PEAReticleScale4 | PEAK RETICLE SCALE NO. 4 |  | 0
PEAReticleScale5 | PEAK RETICLE SCALE NO. 5 |  | 0
PEAReticleScale6 | PEAK RETICLE SCALE NO. 6 |  | 0
PEAReticleScale7 | PEAK RETICLE SCALE NO. 7 |  | 0
PEAReticleScale8 | PEAK RETICLE SCALE NO. 8 |  | 0
PEAReticleScale9 | PEAK RETICLE SCALE NO. 9 |  | 0
PEAXP1L2 | Peacock Stylis Model: XP1L-2 |  | 0
PEC107RE | Pecock Dial Gauge 107-RE |  | 0
PEC5B | Dial Thickness Gauge , Peacok | Model:5B | 0
PECG | Peacock Dial Thickness Gauge,Model:G |  | 0
PECPC11 | Peacock PC-IL |  | 0
PEPERSDCOVERK265 | PAPER SIDE COVER FOR DIBAL K265 HANGING |  | 0
PESOLA40300/1 | Media-Line Spring Scale,with Hook |  | 0
PGM0686 | Precise Gloss Meter | Model:PGM-0686 | 0
PH100A | SHIMPO Digital Tachometer | Model: PH100A (Contact Type) | 1
PH200L | Shimpo Digital Tachometer | Model: PH200L (Non-Contact) | 1
PH200LC | SHIMPO Digital Tachometer | Mdel: PH200LC (Contact / Non Contact) | 1
PH40010XLENS | 10X LENS FOR PH400 |  | 0
PH400EM | DYNASCAN PROFILE PROJECTOR | HORIZONTAL PH 400EM | 0
PH400EMLEN10X | 10X lens for PH400EM |  | 0
PH400LENS50X | 50x lens for PH400 |  | 0
PH400TRAVELLOCK | Travel lock for PH400 |  | 0
PH51 | Milwaukee PH Tester | Model: PH51 | 0
PH52 | MILWAUKEE PH Meter |  | 0
PH53 | WATERPROOF pH/°C TESTER WITH | Model: PH53 | 0
PH55 | IP67 Waterproof Ph Tester |  | 0
PH56 | Pocket-size pH/Temperature Meters | with replaceable electrode | 0
PH600 | Milwaukee PH Pocket Testers | Model: PH600 | 0
PHASECONY100 | Simple Phase Contrast set of Y100 |  | 0
PHENOLICPOW4KG | Phenolic Powder with wood flou | (Black Color). Pack of 4 Kgs. | 0
PHILIP9W | Philip 9W Daylight |  | 0
PHILIPS21V150W | Philips Projector Bulb 21V,150W |  | 0
PHMETER | LABMATE PH METER |  | 0
PHOTOTUBE | Photo Tube |  | 0
PHOTOTUBE2.5X/4X | PHOTOTUBE 2.5X/4X FOR XS2803 SCOPE |  | 0
PHTEST2 | WATERPROOF PHTEST2 TESTER WITH | ATC (01X102602) BRAND:EUTECH | 0
PICKUPTS100 | pick up TS100 for TR200 |  | 0
PIN GAUGE | EISEN EM Series Individual Pin Gauge | Size: | 0
PIN GAUGE 0.3MM | Pin Gauge Size: 0.3mm |  | 0
PIN GAUGE 0.40MM | Pin Gauge Size: 0.40mm |  | 0
PIN GAUGE 2.5MM | Individual Pin Gauge | Size: 2.5mm | 0
PIN GAUGE 6.04 | Individual Pin Gauge | Size: 6.04mm | 0
PIN GAUGE0.675MM | Pin Gauge Size: 0.675mm |  | 0
PIN GAUGE0.775MM | Pin Gauge Size: 0.775mm |  | 0
PIN GAUGE0.875MM | Pin Gauge Size: 0.875mm |  | 0
PIN GAUGE1.025MM | Pin Gauge Size: 1.025mm |  | 0
PIN0.1603" | Pin Gauge 0.1603" Tol: +-0.00004" |  | 0
PIN0.1604" | Pin Gauge 0.1604" Tol: +-0.00004" |  | 0
PINFORMAG | pin for spring type magnifier lamp |  | 0
PINGAGESET190PCS | Pin Gauge sets, tolerance Plus | Range:0.061” ~ 0.250” (190 pcs) | 0
PINGAUGE | Individual Pin gauge | Size:3.02mm | 0
PINGAUGE0.064" | Pin Gauge 0.064" |  | 0
PINGAUGE0.100" | Pin Gauge 0.100" |  | 0
PINGAUGE0.1200" | Pin Gauge 0.1200" | Tol: +0.0000/-0.0002 | 0
PINGAUGE0.1205" | Pin Gauge 0.1205" | Tol: +0.0000/-0.0002 | 0
PINGAUGE0.1210" | Pin Gauge 0.1210" | Tol: +0.0000/-0.0002 | 0
PINGAUGE0.1215" | Pin Gauge 0.1215" | Tol: +0.0000/-0.0002 | 0
PINGAUGE0.1220" | Pin Gauge 0.1220" | Tol: +0.0000/-0.0002 | 0
PINGAUGE0.1225" | Pin Gauge 0.1225" | Tol: +0.0000/-0.0002 | 0
PINGAUGE0.1230" | Pin Gauge 0.1230" | Tol: +0.0000/-0.0002 | 0
PINGAUGE0.1235" | Pin Gauge 0.1235" | Tol: +0.0000/-0.0002 | 0
PINGAUGE0.1240" | PIN GAUGE 0.1240" | Tol:+0.0000/-0.0002 | 0
PINGAUGE0.1300" | Pin Gauge 0.1300" (-) |  | 0
PINGAUGE0.1600" | Pin Gauge 0.1600" (-) |  | 0
PINGAUGE0.1604" | Pin Gauge 0.1604" (+) |  | 0
PINGAUGE0.2505IN | Individual Pin Gauge Size: 0.2505in | Tol:+0.0001/-0in | 0
PINGAUGE0.30MM | Pin Gauge SZ: 0.30MM |  | 0
PINGAUGE0.325MM | Individual Pin Gauge 0.325mm | Tol: +0.002/0.005 | 0
PINGAUGE0.350MM | Pin Gauge SZ: 0.350MM |  | 0
PINGAUGE0.374" | Individual Pin Gauge | Size:0.374" Tol:+-0.0001" | 0
PINGAUGE0.375MM | Individual Pin Gauge 0.375mm |  | 0
PINGAUGE0.40MM | Individual Pin Gauge | Size: 0.40mm | 0
PINGAUGE0.425MM | Pin Gauge SZ: 0.425MM |  | 0
PINGAUGE0.45MM | Individual Pin Gauge | Size: 0.45mm | 0
PINGAUGE0.475MM | Individual Pin Gauge 0.475mm | Tol: +0.002/0.005 | 0
PINGAUGE0.50MM | Individual Pin Gauge | Size:0.50mm Tol: +- 0.001mm | 0
PINGAUGE0.525MM | Pin Gauge SZ: 0.525MM |  | 0
PINGAUGE0.56MM | Pin Gauge 0.56mm |  | 0
PINGAUGE0.575MM | Individual Pin Gauge 0.575mm |  | 0
PINGAUGE0.95MM | Individual Pin Gauge 0.95mm |  | 0
PINGAUGE030MM | Pin Gauge SZ: 0.30MM |  | 0
PINGAUGE1.3MM | Indivdual Pin Gauge (Japan) | Side: 1.3mm | 0
PINGAUGE1.99MM | Individual Pin gauge | Size:1.99mm | 0
PINGAUGE10.00MM | Individual Pin gauge | Size:10.00mm | 0
PINGAUGE10.01MM | Individual Pin gauge | Size:10.01mm | 0
PINGAUGE10.02MM | Individual Pin gauge | Size:10.02mm | 0
PINGAUGE10.99MM | Individual Pin gauge | Size:10.99mm | 0
PINGAUGE11.00MM | Individual Pin gauge | Size:11.00mm | 0
PINGAUGE11.01MM | Individual Pin gauge | Size:11.01mm | 0
PINGAUGE11.02MM | Individual Pin gauge | Size:11.02mm | 0
PINGAUGE2.00MM | TTG-Pin Gauge 2.00mm Tol: +/- 1mircon | Length: 50mm | 0
PINGAUGE2.01MM | Individual Pin gauge | Size:2.01mm | 0
PINGAUGE2.02MM | Individual Pin gauge | Size:2.02mm | 0
PINGAUGE2.0MM(-) | Han's Pin Gauge Size: 2.00mm (-) |  | 0
PINGAUGE2.99MM | Individual Pin gauge | Size:2.99mm | 0
PINGAUGE20.7MM | Han's Pin Gauge Size: 20.7mm |  | 0
PINGAUGE21.00MM | Han's Pin Gauge Size: 21.00mm |  | 0
PINGAUGE21.25MM | Han's Pin Gauge Size: 21.25mm |  | 0
PINGAUGE21.40MM | Han's Pin Gauge Size: 21.40mm |  | 0
PINGAUGE21.50MM | Han's Pin Gauge Size: 21.50mm |  | 0
PINGAUGE21.80MM | Han's Pin Gauge Size: 21.80mm |  | 0
PINGAUGE27.40MM | Han's Pin Gauge Size: 27.40mm |  | 0
PINGAUGE27.60MM | Han's Pin Gauge Size: 27.60mm |  | 0
PINGAUGE28.40MM | Han's Pin Gauge Size: 28.40mm |  | 0
PINGAUGE28.60MM | Han's Pin Gauge Size: 28.60mm |  | 0
PINGAUGE3.00MM | Individual Pin gauge | Size:3.00mm | 0
PINGAUGE3.01MM | Individual Pin gauge | Size:3.01mm | 0
PINGAUGE3.02MM | Individual Pin Gauge | Size:3.02mm | 0
PINGAUGE3.99MM | Individual Pin gauge | Size:3.99mm | 0
PINGAUGE4.00MM | Individual Pin gauge | Size:4.00mm | 0
PINGAUGE4.012MM | Individual Pin Gauge | Size:4.012mm | 0
PINGAUGE4.01MM | Individual Pin gauge | Size:4.01mm | 0
PINGAUGE4.02MM | Individual Pin gauge | Size:4.02mm | 0
PINGAUGE4.99MM | Individual Pin Gauge | Size:4.99mm | 0
PINGAUGE5.00 | Individual Pin Gauge | Size:5.00mm | 0
PINGAUGE5.01MM | Individual Pin Gauge | Size:5.01mm | 0
PINGAUGE5.02MM | Individual Pin Gauge | Size:5.02mm | 0
PINGAUGE5.99MM | Individual Pin gauge | Size:5.99mm | 0
PINGAUGE6.00MM | Individual Pin gauge | Size:6.00mm | 0
PINGAUGE6.01MM | Individual Pin gauge | Size:6.01mm | 0
PINGAUGE6.02MM | Individual Pin gauge | Size:6.02mm | 0
PINGAUGE6.360 | Individual Pin Gauge | Size:6.360mm Tol:+-0.001mm | 0
PINGAUGE6.385MM | Individual Pin Gauge | Size:6.385mm Tol:+-0.001mm | 0
PINGAUGE6.99MM | Individual Pin gauge | Size:6.99mm | 0
PINGAUGE7.00MM | Individual Pin gauge | Size:7.00mm | 0
PINGAUGE7.01MM | Individual Pin gauge | Size:7.01mm | 0
PINGAUGE7.02MM | Individual Pin gauge | Size:7.02mm | 0
PINGAUGE7.4MM | Steel Individual Pin Gauge | Size:7.74mm | 0
PINGAUGE7.99MM | Individual Pin gauge | Size:7.99mm | 0
PINGAUGE7.9MM | Individual Pin Gauge | Size:7.9mm | 0
PINGAUGE8.00MM | Individual Pin gauge | Size:8.00mm | 0
PINGAUGE8.01MM | Individual Pin gauge | Size:8.01mm | 0
PINGAUGE8.02MM | Individual Pin gauge | Size:8.02mm | 0
PINGAUGE8.10MM | Steel Individual Pin Gauge | Size:8.10mm | 0
PINGAUGE8.4MM | Individual Pin Gauge | Size:8.4mm | 0
PINGAUGE8.7MM | Individual Pin Gauge | Size:8.7mm | 0
PINGAUGE8.9MM | Individual Pin Gauge | Size:8.9mm | 0
PINGAUGE9.65MM | Individual Pin Gauge | Size:9.65mm | 0
PINGAUGE9.99MM | Individual Pin gauge | Size:9.99mm | 0
PIXELPROCARD | pixelview playTV Pro capture card |  | 0
PIXERVIEW | PixelView Capture Card + CD |  | 0
PJ 300 | PROFILE PROJECTOR |  | 0
PJ3015 | Vertical Profile Projector | Brand: Rax Vision Model: PJ3015 | 0
PJ3015BULBGLASS | CPJ3015 Round Glass For Bulb |  | 0
PJ3015BULBHOLDER | CPJ3015 Ceramic Bulb Hoder |  | 0
PJ3015CONTOURSW | CPJ3015 Contour Switch |  | 0
PJ3015COOLFAN | CPJ3015 Cooling fan |  | 0
PJ3015FILTERLENS | FILTER LENS FOR CPJ3015 |  | 0
PJ3015HF | CPJ3015 Heat Filter | ~(O14) | 0
PJ3015LEN10X | 3015 PROFILE OBJECTIVE LENS .10X |  | 1
PJ3015LEN10XOL | OLD 3015 PROFILE OBJECTIVE LEN | VERS.10X | 1
PJ3015LEN50X | 50X Objective Lens for PJ3015 Profile | Code No: PJ3015LEN50X | 0
PJ3015LEN50XOL | OLD 3015 PROFILE OBJECTIVE LEN | VERS.50X | 0
PJ3015MIRR50X | CPJ3015 50X Reflector mirror |  | 0
PJ3015MSTAGEHD | CPJ3015 Metal Stage Handle |  | 0
PJ3015ONSW | CPJ3015 ON/OFF Switch |  | 0
PJ3015PSTAGEHD | CPJ3015 Plastic Stage Handle |  | 0
PJ3015ROTARY | ROTARY TABLE FOR CPJ-3015 |  | 0
PJ3015ZPRINTER | printer For 3015Z |  | 0
PJ3020W | Profile Projector Horizontal | PJ-3020W X:200 Y: 100 Including DC-3000 | 0
PJ3020WLEN10X | Lens 10X For CPJ-3020W |  | 0
PJ3020WLEN20X | Lens 20X For CPJ-3020W |  | 0
PJ3020WLEN50X | Lens 50X For CPJ-3020W |  | 0
PJ4025LEN10X | 4025 PROFILE OBJECTIVE LENS .10X |  | 0
PJ4025W | Rax Vision Horizontal Profile Projector | Model: PJ4025W | 0
PLAINGAUGE0.030 | TG-D/E Plain Plug Gauge | Size:0.030+-0.0012(Inch) | 0
PLAINGAUGE0.459 | TG-D/E Plain Plug Gauge | Size:0.459+-0.0005(Inch) | 0
PLAINGAUGE0.465 | TG-D/E Plain Plug Gauge | Size:0.465+0/-0.0012(Inch) | 0
PLAINGAUGE0.77MM | TG-D/E Plain Plug Gauge | Size:0.77+-0.05mm | 0
PLAINGAUGE030.15 | TG-D/E Plain Plug Gauge | Size:0.030+-0.0015(Inch) | 0
PLAINGAUGE77MM.4 | TG-D/E Plain Plug Gauge | Size:0.77+-0.04mm | 0
PLASTIC BEAKER | Plastic Beaker 2000ML, HMBG | PBE/HMBG/2000ML | 0
PLAYWOODTABLE | Playwood Table,45"x30"x32" | Top playwood cover with aluminium shot | 0
PLF276 | Freezers (Temp Range: -20 to -40deg C) | Model: PLF276 Cap:276 Litre | 0
PLR1006 | Thermo Lab Refrigerator, 1 to 12deg C | Model: PLR1006 Cap:1006Litre,5 Shelves | 0
PLR221 | Refrigerators (Temp Range: 1 to 12degC) | Model: PLR221 Cap: 221Litre,3Shelves | 0
PLR386 | Refrigerators (Temp Range: 1 to 12degC) | Model: PLR386 Cap: 386Litre,5Shelves | 0
PLUGGAGE3.242MM | Pro Tools Plug Gage Go&NO Go | Size:3.242mm(+0.001mm)(-0.001mm) | 0
PLUGGAGE5.153MM | Pro Tools Plug Gage Go&NO Go | Size:5.153mm(+0.001mm)(-0.001mm) | 0
PMTPINGAUGE1.75M | Individual Pin Gauge 1.75mm | Brand: SK (Japan) | 0
POINTERY100 | pointer for y100 |  | 0
POLARIZERY100 | Polarizer (for Y100 scope) |  | 0
POLAROID339 | POLAROID AUTO FILM 339 |  | 0
POLCLOBIL200MM | Billiards Polishing Cloth Size | PSA back. Pack of 10 Nos. | 0
POLCLOMIC200MM | Micro Polishing Cloth Size: Dia 200mm | PSA back. Pack of 10 Nos. | 0
POLE WITH STEP | 0 28.58x18" s/s Pole with step |  | 0
POLORITFIL | POLORIT FILTER |  | 0
POS200B/STD | Coating Thickness Gage for Non | Substrates POSITECTOR 200B/STD | 0
POSI6000FN1 | Defelsko 6000 Coating Thickness Gauge | 0-60 mils/0-1500 micron | 0
POSI6000FNS1 | Positector 6000 model : FNS 1 |  | 0
POSI6000FNS3 | Positector 6000 FNS3 | (0-60 mils/0-1500 micron) Advanced | 0
POSISOFT200 | POSISOFT200 |  | 0
POSITECTOR6000FN | Defelsko Coating Thickness Gauge | Model: Positector 6000 FNS1 | 0
POSITECTORUTGC1E | Positector Ultrasonic Thickness Gauge | Model: UTGC1-E (Standard) | 0
POWERBOARDK265F | POWER BOARD FOR DIBAL K265 FLAT TYPE |  | 0
POWERCORD110V | Power cord,110V,2 pin FLAT-Japanese Type |  | 0
POWERCORD2PIN | Power Cord 2 pin,ROUND,European type | Code No: POWERCORD2PIN | 24
POWERPCBDRY300 | power pcb for dry-300 |  | 1
POWERPCBRFS | Mitutoyo | Code No: POWERPCBRFS | 0
POWERSUPPLYCABLE | Power Supply Cable |  | 0
POWERSUPPLYHXP | powersupply for ledhxp | Item No: POWERSUPPLYHXP | 0
POWERSUPPLYMM146 | power supply for mm146 |  | 0
PRECIMET1 | PRECIMET - 1 Low speed precisi | diamond saw. | 0
PRECISIONSHIMS | Defelsko STDSHIMS (5 shims) | (Not Certifified) | 0
PRESTIGIOLCD17 | PRESTIGIO 17" LCD MONITOR |  | 0
PRICINGBATTERY | ACCUTEC PRICING BATTERY |  | 0
PRO10.00~10.10 | Plug Gauge 10.00 (Go) 10.10 (No Go) |  | 0
PRO10-32UNF-2B | Thread gauge 10-32 UNF -2B |  | 0
PRO2.45-2.60 | Progage Plain Plug Gauge.(Steel)(Go&NO) | Dia 2.45/2.60MM(M3) | 0
PRO2.56UNC2B | Progage Thread Plug Gauge | Size : 2-56 UNC 2B (GO & NOGO) | 0
PRO2-56 UNC-2B | Progage Thread Plug Gauge | Size: 2-56 UNC-2B (GO&NOGO) | 0
PRO3.10~3.30 | Plug Gauge 3.10 (Go) 3.30 (No Go) |  | 0
PRO3.242-3.422 | Progage Plain Plug Gauge.(Steel)(Go&NO) | Dia 3.242/3.422MM(M4) | 0
PRO4.13-4.36 | Progage Plain Plug Gauge.(Steel)(Go&NO) | Dia 4.13/4.36MM(M5) | 0
PRO4.91-5.16 | Progage Plain Plug Gauge.(Steel)(Go&NO) | Dia 4.91/5.16MM(M9) | 0
PRO4-40UNC-2B | Progage Thread Plug Gauge | Size: 4-40 UNC-2B (GO&NOGO) | 0
PRO5.00+- | Individual Pin Gauge | Size: 5.00mm +0.001/-0.000 | 0
PRO5.002+- | Individual Pin Gauge | Size: 5.002mm +0.001/-0.000 | 0
PRO5.004+- | Individual Pin Gauge | Size: 5.004mm +0.001/-0.000 | 0
PRO6.35MPINGAUGE | Individual Pin Gauge | Size: 6.35mm | 0
PRO6-32UNC-2B | Progage Thread Plug Gauge | Size: 6-32 UNC-2B (GO&NOGO) | 0
PRO7/16"20UNF2B | Progage Thread Plug Gauge(GO & NOGO) | Size: 7/16"-20UNF-2B | 0
PROBE300MM600C | Probe for CENTER 300,Length: 300mm (12") | Temp: 600 degree C | 0
Probe5p10/90ø | TT 110 Probe 5mHz10-Straight | (5p @ 10/90 darjah) | 0
PROFCHART30010 | CM-2-CPJ-30010 |  | 0
PROFFOOTSW | PROFILE FOOTSWITCH |  | 0
PROFILE0.5XAUX | 0.5X AUX LENS FOR PROFILE PROJECTOR |  | 0
PROFVISE | Michlin Tool Maker Vise |  | 0
PROFVISEVB15 | Vise model GIN-VB15 |  | 0
PROGAGEM6X1.0-6G | Progage Thread Ring Gauge | M6 x 1.0 -6g (GO & NOGO) | 0
PROGAGEPLAINPLUG | Progage Plain Plug Gauge (Steel) | Dia 5.5 +0.002,5.508 +0.002/-0.001 | 0
PROM1.6*0.35-6H | Progage Thread Plug Gauge | Size: M1.6*-0.35-6H (GO&NOGO) | 0
PROM10X1.5-6H | Progage Thread Plug Gauge | M10x1.5-6H (GO&NOGO) | 0
PROM11X0.756H | Progage Thread Plug Gauge (GO & NOGO) | To ISO Standard M11x0.75-6H | 0
PROM12X1.75-6H | Thread Plug gauge | Size: M12 x 1.75-6H | 0
PROM3.5X0.6-6G | Thread Ring Gauge M3.5 x 0.6 -6g |  | 0
PROM4.5X0.75G | Progage Thread Ring Gauge (GO & NOGO) | Size: M4.5 X 0.75-g | 0
PROM4.5X0.75-H | Progage Thread Plug Gauge | M4.5 x 0.75 -H (GO & NOGO) | 0
PROMOTION |  |  | 99
PROPINGAUGE0.88 | Progage Individual Pin Gauge | Size:0.88mm +-0.001mm | 0
PROPINGAUGE0.89 | Progage Individual Pin Gauge | Size:0.89mm +-0.001mm | 0
PROPINGAUGE0.90 | Progage Individual Pin Gauge | Size:0.90mm +-0.001mm | 0
PROPINGAUGE0.91 | Progage Individual Pin Gauge | Size:0.91mm +-0.001mm | 0
PROPINGAUGEØ127H | PIN GAUGE Ø 12H7 (Go & No Go) |  | 0
PRR302TD60KG | PRR-302-TD, 60KG X 10G | (printer +platform+indicator) | 0
PRR30TD | Nagata Desktop Weighing Scale | With Thermal Line Printer Model:PRR-30TD | 0
PRRKEYPAD | NAGATA MEMBRAIN KEYPAD (PRR) |  | 0
PRRTD | Electronic Weighing Scale with | Thermal Line Printer PRR-TD | 0
PRRTDIND | NAGATA PRR-TD(INDICATOR ONLY) |  | 0
PRRTDPRINTER | PRINTER FOR PRR-TD |  | 0
PRRTDPRINTERHEAD | PRINTER HEAD FOR PRR-TD |  | 0
PRRTDSTICKER | Sticker For Nagata PRR-TD | Size: 60W X 35L (MM) | 30
PRR-TE | Nagata Electronic Weighing Indicator | C/W Dot Matic printer | 0
PS3000 | PS 3000 |  | 0
PS3000ADAPTOR | PS3000 Malaysia Adaptor |  | 0
PS3000KEYPAD | PS3000 KEYPAD |  | 0
PS3000LOADCELL | PS3000 LOADCELL |  | 0
PS3000OVERLAY | PS3000N Scale's Overlays |  | 0
PS3000PAN | PS3000 PAN |  | 0
PS3000PCB | PS3000 PCB |  | 0
PS3000RUBBERFEET | PS3000 Scale's Rubber Feet |  | 0
PS30BATTERY | Battery for PS-30 |  | 0
PS50CELY15KG | Digital Weighing Scale | Brand:Cely Model: PS50 Cap:15kgx2g | 0
PS50CELY3KG | PS-50 CELY 3KG |  | 1
PS50CELY6KG | Digital Weighing Scale | Brand: CELY Model: PS50CELY6KG | 0
PS60CELY15KG | Digital Weighing Scale | Brand:Cely Model:PS60 Cap:15kgx5g | 0
PS60CELY3KG | PS-60 CELY 3KG |  | 1
PS60CELY6KG | PS-60 CELY 6KG |  | 1
PSA24/25W | LED POWER SUPPLY FOR LEDLDL86X15W |  | 1
PSD12V/25W | LED POWER SUPPLY |  | 0
PT100 | PT100 temperature probe | Code No: PT100 | 0
PT300EDIMMERSWT | DIMMER SWITCH FOR PT300E |  | 0
PT300EM | DYNASCAN PROFILE PROJECTOR | VERTICAL PT 300EM | 0
PT300EMLEN20X | 20X Lens For PT 300EM |  | 0
PT300EMLEN50X | 50x objective lens for PT300 |  | 0
PT300LEN10X | DYNASCAN OBJECTIVE LENS | FOR PT300, 10X | 0
PT400EM | DYNASCAN PROFILE PROJECTOR |  | 0
PV600EM | Dynascan Profile Projector | Model: PV-600EM | 0
PWRCABLE240V | Power Cable 240v C/W 3 Pin Plug |  | 0
PYREXADAPTER | Pyrex Adapter silicon(for filtering | flask)upper 57mm,lower 35mm,high 35mm | 0
PYREXFLASK1000ML | Pyrex Flask Filtering heavy wall, | Cap:1000ml | 0
QUANTEK902D | Headspace Oxygen/Carbon Dioxide Analyzer | Brand:QUANTEK,Model:902D | 0
R001 | Brand : Hettich, Cat no. :R001 | Service-manual, | 0
R109B12150 | Velp TB1 Turbidimeter | Code No: R109B12150 | 0
R-A-1025-6050 | Renishaw PH10M RBE | Item No:A-1025-6050 | 0
R-A-1034-0023 | Renishaw Datum Ball,20mm | Ident NO:A-1034-0023 | 0
R-A-1034-0027 | Renishaw Datum Ball complete Set | datum ball,Pillar,base,certifica,fixing | 0
R-A-1036-6001 | Renishaw PH10MQ | Part No: A-1036-6001-RBE | 0
R-A-1036-6001RBE | PH10MQ-RBE | Ident No:A-1036-6001RBE | 0
R-A-1042-1890 | Renishaw TP2 5-Way Touch Probe | Code No: A-1042-1890 | 0
R-A-1047-3484 | Renishaw PEL1-50mm Light Weight | Code No: A-1047-3484 | 0
R-A1047-3486 | Renishaw extension bars for PEL3,200mm | Item No: A-1047-3486 PEL3 (200mm) | 0
R-A-1047-3487 | Renishaw extension bars for PEL4,300mm | Item No: A-1047-3487, (PEL4,300mm) | 0
R-A1047-3487 | Renishaw extension bars for PEL4,300mm | Item No: A-1047-3487 PEL4 (300mm) | 0
R-A-1051-0417 | PAA1-30 mm steel extension bar | Code No: A-1051-0417 | 0
R-A-1085-0016 | Renishaw CK200 – TP200 Cleaning Kit | Code No: A-1085-0016 | 0
RA12 | 12L Heating and Cooling Circulator | Brand: Lauda Model: RA12 | 0
R-A-1207-0011 | Renishaw TP200 Low Force Module | Item No: A-1207-0011 | 0
R-A-1207-0020 | Renishaw TP200 Probe Body | Code No: A-1207-0020 | 0
R-A-1207-0020RBE | Renishaw RBE TP200 Body |  | 0
R-A-1371-0270 | Renishaw TP20 Stylus Module SF | Part No:A-1371-0270 | 0
R-A-1371-0270RBE | Renishaw TP20 Stylus Module SF | Code No: A-1371-0270RBE | 0
R-A-1371-0271 | Renishaw TP20 Medium Force Module | Ident No::A-1371-0271 | 0
R-A-1371-0271RBE | Renishaw TP20 Medium Force Module | Ident No::A-1371-0271RBE | 0
R-A-1371-0272RBE | Renishaw TP20 Probe Body EF | Ident No:A-1371-0272RBE | 0
R-A-1371-0275RBE | Renishaw TP20 probe body RBE | Ident No:A-1371-0275RBE | 0
R-A-1371-0284 | Renishaw TP20 Probe Body | Code No: A-1371-0284 | 0
R-A-1371-0370 | Renishaw TP20 probe kits with | 1 std module Code No: A-1371-0370 | 0
R-A-1371-0392 | Renishaw TP20 Low Force Stylus Module | Code No: A-1371-0392 | 0
R-A-2069-0001 | Renishaw JCP Probe Kit | Code No: A-2069-0001 Model:JC10E | 0
RA24 | Lauda 24L Heating & Cooling Circulator | Model; RA24 | 0
R-A-5000-0002 | Renishaw M2 Kit Enhancement | Code No: A-5000-0002 | 0
R-A-5000-3551 | Renishaw M3 Ruby Ball Stylus | Item: A-5000-3551, S/Steel Stems) | 0
R-A-5000-3552 | Renishaw M3 Thread Stylus,Ruby | Part No:A-5000-3552,Dia Ball 2mm | 0
R-A-5000-3553 | Renishaw M3 STY D3R L21 EWL12 d1.5SS | Code No: A-5000-3553 | 0
R-A-5000-3554 | Renishaw M3 STY D4R L31 EWL27 d2.5SS | Code No: A-5000-3554 | 0
R-A-5000-3603 | Renishaw M2 Thread Stylus | Code No: A-5000-3603,2.0Ø(mm),L20mm | 3
R-A-5000-3614 | Renishaw M2 Hemispherical styli | Code No: A-5000-3614 | 0
R-A-5000-3626 | Renishaw M2 Star Stylus,S/Steel | Code No: A-5000-3626, Ball/Tip:Ruby | 0
R-A-5000-3627 | Renishaw Centre 5 way adaptor | Code No: A-5000-3627 | 0
R-A-5000-3709 | Renishaw Carbon Fibre Probe Stylus | Item No:A-5000-3709 M4 Ø6mm × L50mm | 0
R-A-5000-3712 | Renishaw M4 Stylus D6R L100 EWL88.5 d4. | Code No: A-5000-3712 | 0
R-A-5000-4158 | M2 Ø8 mm ruby ball,stainless steel stem | Ident No: A-5000-4158,L11mm,EWL 11mm | 0
R-A-5000-4161 | Renishaw M2 Stylus L20 EWL20 d1.5SS | Code No: A-5000-4161 | 0
R-A-5000-7610 | Renishaw M3 5 Way Styli Centre | Code No: A-5000-7610, L-13.00MM | 0
R-A-5000-7629 | Renishaw Stylus centres | Code No: A-5000-7629 | 0
R-A-5000-7630 | Renishaw M3 Thread Styli 5x21mm | Ident No:R-A-5000-7630 | 0
R-A-5000-7632 | Renishaw M3 Ruby Ball Stylus | Item:A-5000-7632,(Tungsten carbide stem) | 0
R-A-5000-7800 | "RENISHAW M2 STY D0.3R L10 EWL2 d0.3TC" | Item No; A-5000-7800 | 0
R-A-5000-7801 | Renishaw M2 Stylus Ruby ball styli | Code No: A-5000-7801,(tungsten carbide ) | 0
R-A-5000-7805 | Renishaw M2 Ø0.5 mm ruby ball, | L10mm,EWL 3mm,Ident No: R-A-5000-7805 | 0
R-A-5000-7806 | "M2 STY D1R L10 EWL4.5 d0.7SS" | Item No: REN-A-5000-7806 | 0
R-A-5000-7807 | Renishaw M2 Thread Stylus Range | Code No: A-5000-7807,Dia-2mm,Length:10mm | 0
R-A-5000-7808 | Renishaw M2 Threaded Stylus,A-5000-7808 | Ruby Ball Styli (tungsten carbide stems) | 0
R-A-5000-7811 | Renishaw M2 Thread Star Styli | Code No: A-5000-7811 | 0
R-A-5000-7812 | Renishaw Retrench M2 Thread Cylinder Sty | Code No: A-5000-7812 | 0
R-A-5000-8395 | Renishaw Stylus centres. | Code No: A-5000-8395 | 0
R-A-5000-8663 | M2 Ø1mm Ruby ball,Tungsten carbide stem | Renishaw Code No: A-5000-8663,L:27.50mm | 1
R-A-5000-8876 | "RENISHAW M2 SPH D1R L15 EWL8" | Item No; A-5000-8876 | 0
R-A-5000-8877 | Renishaw M2 Thread Cylinder Stylus | Code No: A-5000-8877, 1.5x1m | 0
R-A-5000-9685 | Renishaw M4 Ø5 mm tungsten carbide ball | Ident No:A-5000-9685 | 0
R-A-5000-9696 | Renishaw M4 STY D4TC L54.4 EWL49 D3ST.T | Ident No:A-5000-9696 | 0
R-A-5000-9697 | Renishaw FOR EDM Section | Code No: A-5000-9697 | 0
R-A-5000-9698 | Renishaw M4 D2TC STY L55.5 EWL9 SS | Ident No:A-5000-9698 | 0
R-A-5000-9891 | Renishaw M4 STY D1T/C L56 EWL5 D0.7SS | Ident No:A-5000-9891 | 0
R-A-5003-0033 | Renishaw M2 Threaded Stylus,A-5003-0033 | Ruby Ball Styli (tungsten carbide stems) | 1
R-A-5003-0034 | Renishaw M2 STY D1.5R L20 EWL15 d1TC | Code No:A-5003-0034 | 0
R-A-5003-0035 | M2 Ø1.5mm Rubyball,Tungsten carbide Stem | Renishaw Code No: A-5003-0035,L:30.00mm | 0
R-A-5003-0036 | M2 Ø2mm Rubyball,Tungsten carbide stem | Renishaw Code No: A-5003-0036,L:30.00mm | 0
R-A-5003-0037 | Renishaw M2 STY D2R L40 EWL35 d1.5TC | Code No: A-5003-0037 | 0
R-A-5003-0042 | Renishaw M2 STY D3R L50 EWL42.5 d2TC | Code No: A-5003-0042 | 0
R-A-5003-0044 | Renishaw M2 Thread Stylus. | Code No: A-5003-0044 4.0Ø(mm),L:40mm | 0
R-A5003-0044 | Renishaw M2 Thread Stylus. | Code No: A-5003-0044,Ø4.0mm,40mm | 0
R-A-5003-0045 | M2 Ø4mm ruby ball,tungsten carbide stem | L50mm,EWL 50mm Code No: A-5003-0045 | 0
R-A-5003-0050 | Renishaw Styli Probe | Code No: A-5003-0050, Dia:1.5mm L:21mm | 0
R-A-5003-0051 | M3 STY D1.5R L30 EWL22.5 d1TC | Ident No:A-5003-0051 | 0
R-A-5003-0052 | M3 STY D2R L30 EWL22.5 d1.5TC | Ident No:A-5003-0052 | 0
R-A-5003-0053 | Renishaw M3 Thread Ruby Stylus | A-5003-0053 (Tungsten carbide stems) | 0
R-A-5003-0054 | M3 Ø3.5 mm ruby ball,tungsten carbide | L 20.2 mm, EWL 12.7 mm A-5003-0054 | 0
R-A-5003-0056 | Renishaw Stylus Ball Dia 2.5mm | Code No: A-5003-0056, Length 40.0 mm | 0
R-A-5003-0058 | Renishaw M3 Thread Stylus, | A-5003-0058,Ruby ball styli. | 0
R-A-5003-0060 | Renishaw M3 Thread Stylus, | A-5003-0060,Ruby ball styli. | 0
R-A-5003-0062 | Renishaw M3 Thread Stylus, | A-5003-0062,Ruby ball styli. | 0
R-A-5003-0063 | Renishaw M3 mounting probe ruby ball | Ident No:A-5003-0063 | 0
R-A-5003-0064 | Rensihaw M2 Ø3mm,Ruby ball,ceramic stem | L50mm,EWL 47mm Code No: A-5003-0064 | 0
R-A-5003-0065 | Renishaw M2 Ø4 mm ruby ball,ceramic stem | L:50mm,EWL 50mm, A-5003-0065 | 0
R-A-5003-0069 | Renishaw CMM Stylus M3 50mm | Code No: A-5003-0069 | 0
R-A-5003-0073 | Renishaw M2 Ø4 mm ruby spherically ended | Ident No:A-5003-0073,L22mm | 0
R-A-5003-0076 | Renishaw M3 Star Stylus | A-5003-0076.L:21.50mm,Stem material S/S | 0
R-A-5003-0470 | Renishaw M2 Ø6 mm ruby ball,ceramic stem | Ident No:A-5003-0470,L50 mm,EWL 50 mm | 0
R-A-5003-0577 | Renishaw M2 ø0.7mm Ruby Ball | Code No: A-5003-0577 | 0
R-A-5003-1208 | "RENISHAW M2 SPH D0.3TC L10.2 EWL2.7" | Item No; A-5003-1208 | 1
R-A-5003-1210 | "RENISHAW M2 SPH D0.5TC L15.3 EWL7.8" | Item No; A-5003-1210 | 2
R-A-5003-1218 | Renishaw Stylus M2 1mmx35mm | Ident No:A-5003-1218 | 0
R-A-5003-1345 | Renishaw M2 Ø0.5 mm ruby ball, | tungsten carbide stem,L 20mm, EWL 7 mm | 1
R-A-5003-1358 | Carbon fibre stylus 100 mm long with Ø6l | Code No: R-A-5003-1358 | 0
R-A-5003-2281 | Renishaw Ext.50mm Carbon M2 Thread | Code NiL A-5003-2281 | 0
R-A-5003-2285 | M2 Ø4 mm ruby ball, carbon fibre stem, | L50mm,EWL 50mm Code No: A-5003-2285 | 0
R-A-5003-2287 | Renishaw M2 Ø6mm ruby ball,A-5003-2287 | carbon fibre stem, L 50mm,EWL 50mm | 0
R-A-5003-2764 | Renishaw M4 STY D6R L75 EWL63.5 d4.4CE | Code No: A-5003-2764 | 0
R-A-5003-3822 | Renishaw M2 Ø2 mm Ruby Ball,L:20mm | A-5003-3822,tungsten carbide stem | 0
R-A-5003-4011 | Renishaw M2 Star styli (fixed) | Code No: A-5003-4011, | 0
R-A-5003-4241 | Renishaw M2 Stylus L30 EWL30 d2CF | Code No: A-5003-4241 | 0
R-A-5003-4786 | Renishaw Styli Ruby Ball styli | Code No: A-5003-4786 | 0
R-A-5003-4801 | Renishaw M4 STY D6R L50 EWL36 d2.5TC | Item no: A-5003-4801 | 0
R-A-5003-5974 | Renishaw Carbon Fibre Probe Stylus | Item No:A-5003-5974 M3 Ø5mm × L50mm | 0
R-A-5004-5428 | RENISHAW CARBIDE PROBE | Code No: R-A-5004-5428 | 0
R-A-5004-7585 | Renishae M2 EXT L10 D3SS | Code No: R-A-5004-7585 | 0
R-A-5004-7586 | Renishaw M2 Ext L20 D3SS | Code No: A-5004-7586 | 0
R-A-5004-7589 | Renishaw M2 1.5mm silver steel cylinder | Ident No:A-5004-7589 | 0
R-A-5004-7611 | Renishaw Extension Stylus 40mm | Id/No:A-5004-7611 replaced M-5000-7779 | 0
R-A-5500-1000 | Renishaw HSI Interface | A-5500-1000 replaced by A-2037-0010 | 0
R-A-5555-0226 | Renishaw M5 male to M2 female stainless | Adapter,Ident No:A-5555-0226 | 0
R-A-5555-9340 | Renishaw Stylus | Code No: A-5555-9340 | 0
R-A-5684-0100 | Renishaw PHC10-3 Head Controller Only | Code No: A-5684-0100 | 0
RA8 | 8L Heating and Cooling Circulator | Brand: Lauda Model: RA8 | 0
RAGGIE 3FM-10 | Raggie 3fm-10 R/Battery 6V10AH |  | 0
RAHN500G | RAHN' WATERLESS SURFACE PLATE CLEANER , | 500g | 0
RAHSURCLEANER | RAHN SURFACE CLEANER |  | 0
RAMPFLOORSCALE | Ramps for Floor Scale 1.0MX 1.0M |  | 0
RAXCMM | RAX VISION Coordinate Measuring Machineg |  | 48
RAXMM10A | RAX VISION MM10A Catalog |  | 0
RAXPROFILE | RAX VISION Profile Projector Catalog |  | 130
RAXVMS | RAX VISION Video Measuring System Catalg |  | 60
RAXY100 | RAX VISION Y100 Series Catalog |  | 49
RBE-PH10MQ | PH10MQ-RBE |  | 0
RBE-SCR200 | SCR200 RACK-RBE |  | 0
RBE-TP200 | Renishaw TP200 SENSOR-RBE | Part No: A-1207-0020 | 0
RBIT0.8X7 | ROUTER BITS 0.80MM X 7MM |  | 0
RBIT1.4X6 | ROUTER BITS 1.40MM X 6MM |  | 0
RBIT1.6X8 | ROUTER BITS 1.60MM X 8MM |  | 0
RBIT1.6X9 | Router Bit 1.6 mm x 9mm |  | 0
RBIT2.5X10 | ROUTER BITS 2.50MM X 10MM |  | 0
RCABNCCAB | BNC TO BNC CABLE |  | 0
RCABNCCON | RCA-BNC CONNECTOR |  | 0
RCARCACABLE | RCA-RCA CABLE |  | 0
RCM10MA | LCMOS10000KPA, 10MP ¦ USB2.0 ¦ 1/2.3” | color CMOS ¦ Ultra-Fine II RCM10MA | 0
RCM130 | Camera Eyepiece RCM 130 | (1.30 Million Pixels, USB 2.0 port) | 0
RCM1300 | High Resolution 1.3 MegaPixel | Digital Imaging Camera Model: RCM1300 | 1
RCM1301 | C mount camera 1.3 MP | Brand: Rax Vision Model: RCM1301 | 0
RCM14MA | LCMOS14000KPA, 14MP ¦ USB2.0 ¦ 1/2.3” | color CMOS ¦ Ultra-Fine II RCM14MA | 0
RCM2000 | C mount camera 2.0MP | Model: RCM2000 | 0
RCM3000 | C mount camera 3.0MP | Model; RCM3000 | 1
RCM3000A | LCMOS03100KPA, 3.0MP ¦ USB2.0 ¦ 1/2” | color CMOS ¦ Ultra-Fine II RCM3000A | 1
RCM3001 | C mount camera 3.0MP | Model: RCM3001 | 0
RCM5000 | C mount camera 5.0MP | Model: RCM5000 | 0
RCM5000A | LCMOS05100KPA,5.0MP ¦ USB2.0 ¦ 1/2.5” | color CMOS ¦ Ultra-Fine II RCM5000A | 0
REA-05000-3603 | CMM Stylus REA-05000-3603 | Ball Dia:2mm,EWL:14mm,Range:20mm | 0
REA-A-1207-0050 | Renishaw PI200 probe interface | Item No: A-1207-0050 | 0
REA-A-5707-0020 | Renishaw PI200-3 Controller | Item No: A-5707-0020 | 0
REC19C0.4?/100 | RECTICLE SCALE CROSS 19mm 0 - 4 | (100/0.004") | 0
REC19C10MM/100 | RECTICLE SCALE 19mm cross (0.1) |  | 1
REC19C10MM/200 | RECTICLE SCALE CROSS 10MM(200DIV) |  | 0
REC19CLS10MM/100 | 19mm cross with linear scale 10MM/100DIV |  | 0
REC19CR12MM/30 | RECTICLE SCALE 19MM CROSS | 12MM/30DIV | 0
REC19CROSS | RECTICLE SCALE CROSS 19MM |  | 0
REC19L0.4"/100 | RECTICLE SCALE 19mm linear 0.4 |  | 0
REC19L10MM/100 | Recticle scale 19mm Linear Type | 10mm/100 division | 1
REC19L10MM/200 | RECTICLE SCALE LINEAR 10MM |  | 0
REC19L20X/1ML | RECTICLE SCALE INCH SINGLE 19M | 20X/1ML | 1
REC19MM10/100SQ | EYEPIECE TUBE C/W REC SCALE OC | 10/100 SQ (HI-POWER) | 0
REC20C0.3"/100 | RECTICLE SCALE 20MM DIAMETER,CROSS LINE | WITH MEASUREMENT 30X/1ML 0.3"/100 DIV | 0
REC24 L20X0-50 | RECTICLE SCALE MM LINEAR 24MM | 20X0-50 | 0
REC24C10X10/100 | RECTICLE SCALE 24MM CROSS | 10X10mm/100 | 0
REC24C20X/1ML200 | RECTICLE SCALE INCH CROSS | 20X/1ML0.4"/200 | 0
REC24C20X/1ML50 | RECTICLE SCALE INCH CROSS | 20X/1ML0.1"/50 | 0
REC24C30X/1ML | RECTICLE SCALE INCH CROSS | 30X/1ML 0.6"/200 | 0
REC24C30X15/50 | RECTICLE SCALE MM CROSS 24MM | 30X15/50 | 2
REC24C40X12.5/30 | RECTICLE SCALE MM CROSS 24MM | 40X12.5/30 | 2
REC24C40XMM | RECTICLE SCALE MM CROSS 24MM | 40X | 1
REC24CLS10MM/100 | 24mm cross with linear scale 10MM/100DIV |  | 0
REC24CROSS | Recticle scale 24mm | Diameter Cross Line | 1
REC24L10MM/100 | RECTICLE SCALE MM LINEAR 24MM | 10X10/100 | 0
REC24L10MM/200 | RECTICLE SCALE LINEAR 10MM | (200DIV) | 0
REC24L20X/1ML | RECTICLE SCALE INCH LINEAR | 20X/1ML 0.4"/200 | 0
REC24L30X/1ML100 | RECTICLE SCALE INCH LINEAR | 30X/1ML 0.3"/100 | 1
REC24L30X/1ML200 | RECTICLE SCALE INCH LINEAR | 30X/1ML 0.6"/200 | 0
REC24L30X15/50 | RECTICLE SCALE MM LINEAR 24MM | 30X15/50 | 0
REC24L40X/1ML | RECTICLE SCALE INCH LINEAR | 40X/1ML | 0
REC24L40X12.5/30 | RECTICLE SCALE MM LINEAR 24MM | 40X12.5/30 | 3
REC24L40XMM | RECTICLE SCALE MM LINEAR 24MM | 40X | 0
RECHOLDEROTJ | Recticle Scale Holder (SWF Ey |  | 0
RECHOLDERSWF | Recticle Scale Holder (OTJ Eye |  | 0
RECHOLDERY100 | RECTICLE HOLDER FOR Y100 |  | 0
REFILL TONER | REFILL HP LASER 2612(PG OFFICE) |  | 0
REFTAPE010059 | Shimpo Reflective Tape Code: 010059 |  | 0
REFUREYE | Refurbished Eyepiece |  | 0
REGION17856102E | Mitutoyo Surface Roughness Tester | Model: SJ-210 | 0
REGMITU293340 | MITUTOYO Digimatic Micrometer | Code No: 293-340 25x0.001mm | 0
REGSWANSW100MT | Swan Thickness Gauge Length:100mm | Model:SW100MT (No.of Leave 12) | 0
REMIRCL1000 | Economy Glass Door Laboratory Chillers | Brand: REMI-Malaysia Model: RCL1000 | 0
REMIRLC-450 | Economy Glass Door Laboratory Chillers | Brand : REMI ,Malaysia Model: RLC-450 | 0
REMIRLF270 | Upright Type Low Temperature Freezer | Brand: Remi Model: RLF-270 | 0
REMOTEBOX | WDW100E Spare part, Remote control box |  | 0
RENISHAWADAPTER | Additional Equipment Adaptor | Log#000012735 | 0
REPAIR |  |  | 32
REPAIRTV300 | REPAIR TV300 |  | 0
REV#EXF24086V | Thermo SC REVCO, -86°C Freezer | 368 Liters, 230V/50HZ, Push Button LED | 0
REV#EXF32086V | Thermo SC REVCO, -86°C Freezer | 490 Liters, 230V/50HZ, Push Button LED | 0
REV#EXF40086V | Thermo SC REVCO, -86°C Freezer | 651 Liters, 230V/50HZ, Push Button LED | 0
REV#EXF60086V | Thermo SC REVCO, -86°C Freezer | 793 Liters, 230V/50HZ, Push Button LED | 0
REV#UXF30086V | Thermo SC REVCO, -86°C Freezer | 421 Liters, 230V/50HZ, Touch Screen LCD | 0
REV#UXF40086V | Thermo SC REVCO, -86°C Freezer | 548 Liters, 230V/50HZ, Touch Screen LCD | 0
REV#UXF50086V | Thermo SC REVCO, -86°C Freezer | 682 Liters, 230V/50HZ, Touch Screen LCD | 0
REV#UXF60086V | Thermo SC REVCO, -86°C Freezer | 815 Liters, 230V/50HZ, Touch Screen LCD | 0
REV#UXF70086V | Thermo SC REVCO, -86°C Freezer | 949 Liters, 230V/50HZ, Touch Screen LCD | 0
REWORK A/SCOPE | Rework rack & pinion for | angle scope | 0
REWORK POLE ZTXE | REWORK POLE ZTXE |  | 1
REWORKRACKPINION | REWORK RACK & PINION |  | 0
RFA2515 | VMS-2515E X:250 Y:150 | Including M2D-CNC | 0
RFA3020 | RFA3020 |  | 0
RFM1510E | RFM 1510E |  | 0
RFM1510ENOCCD | RFM 1510E WITHOUT CCD CAMERA |  | 0
RFM1510PWRSUPPLY | POWER SUPPLY FOR RAXVISION RFM-1510E |  | 0
RFP3020 | VMS-3020F exclude software |  | 0
RFP3020SW | VMS-3020F include software |  | 0
RFS2010 | RFS2010 |  | 0
RFS3020P | RFS-3020 with accessories |  | 0
RFSAUXCOUPLER | AUXILIARY LENS COUPLING FOR RF |  | 0
RFSNAVAUXCOUPLER | Navitar - Carmar Adaptor | For Auxillary Lens | 0
RFSP2010 | RFS-P 2010 video measuring system |  | 0
RFSTABLE | Table Structure | 1800mm(W)X800mm(D)X750mm(H) | 0
RIBBON | Epson LX-300 Ribbon |  | 0
RIGHTSWIPJ3016 | Right switch fo PJ 3015 |  | 0
RIK108X150X0.02 | Model: RSL-1502 (Stk No. 108, | 150mm x 0.02) | 0
RIK108X200X0.02 | Model: RSL-2020 (Stk No. 108 | 200mm x 0.02) | 0
RIK108X300X0.02 | Riken Stk 108, Precision Square Level | 108X300X0.02 | 0
RIK109X150X0.02 | Riken Flat Level Stk No. 109, | Model:RFL-1502,150mm x 0.02mm | 0
RIK109X200X0.02 | Riken Flat Level Stk No:109 | Model:RFL-2002,200mm x 0.02mm | 0
RIK109X200X0.1 | Riken Flat Level Stk 109, | Size: 200mm x 0.1mm | 0
RIK109X250X0.02 | RIKEN FLAT LEVEL STOCK NO.109 | Model: RIK109X250X0.02 | 0
RIK109X300X0.02 | RIKEN FLAT LEVEL STOCK NO.109 | Model:RFL-3002,Size:300X0.02 | 1
RIK124X150X100 | RIKEN L-SQUARE 124 X150X100 |  | 0
RIKEN |  |  | 0
RIKEN-RKS-100 | Precision square Beveled-egde type | Brand: Riken , Model: RKS-100, 100x70mm | 0
RIKRFL1502 | Riken Precision Flat Level | Size:150mmx0.02mm | 0
RIKRFL2002 | Riken Falt Level | Model: RFL2002 ( RIK109x200x0.02mm) | 0
RIKRFL3002 | SUGI, Riken Flat Level 300 X 0.02mm | Code No: RIKRFL3002 | 0
RIKRSL2002 | RIKEN PRECISION SQUARE LEVEL |  | 0
RIN1.1/2LXD3/8" | Magnetic Stirrers | Size: 1.1/2"(L) X Diameter 3/8" | 0
RINGADAPTOR | Ring Adaptor for Light set |  | 0
RINMER-THERMOMR | ZEAL Mercury thermometer | Range : -10 to 360 Degree C | 0
RINTHER-10-250C | ZEAL Mercury thermometer | Range : -10 to 250 Degree C | 0
RINTINGSTOPWATCH | Stop Watch Digital |  | 0
RIOVA03 | RION VISCOMETER STAND VA-03 |  | 0
RIOVA04 | Rion Viscometer Stand Model: VA-04 |  | 0
RIOVA05B | Rion AC Adapter Model: VA-05B |  | 0
RIOVT03F | RION VISCOMETER VT-03F |  | 0
RIOVT04F | Rion Viscometer Model: VT-04F |  | 0
RIOVT06 | Rion Digital Viscometer | Model: VT06 | 0
RIOVT06F | Rion Visco Tester (high Viscosity) | Model: VT06F | 0
RKCOVERXS901N | RUBBER KNOB COVER FOR XS901N |  | 0
R-M-5000-3540 | Renishaw Stylus tools | Code No: M-5000-3540 | 0
R-M-5000-3593 | Renishaw M3 Extension L35 D4 mm | Code No: R-M-5000-3593 | 0
R-M-5000-3647 | "RENISHAW M2 EXT L10 d3 SS" | R-M-5000-3647 REPLACED BY 5004-7585 | 0
R-M-5000-3648 | replaced by R-A-5004-7586 | Item No; M-5000-3648 | 0
R-M-5000-3720 | Renishaw CMM Stylis Extension,90mm |  | 0
R-M-5000-3721 | Renishaw CMM Stylis Extension,60mm |  | 0
R-M-5000-4150 | Renishaw M2 PNT D3SLVS 30deg L15 | Ident No:M-5000-4150,Dia:0.1mm | 0
R-M-5000-4153 | "M2 CYL D3SLVS L13 EWL4" | Item No: M-5000-4153 | 0
R-M-5000-4162 | "RENISHAW M2 EXT L30 d3 SS" | Item No; M-5000-4162 | 0
R-M-5000-4163 | Renishaw M3-M2 EXT L5 SS,Stainless Steel | Code No: M-5000-4163 | 0
R-M-5000-4164 | Renishaw M2-M3 EXT L7 SS Stylus | Code No: M-5000-4164 | 0
R-M-5000-7585 | Renishaw Stylus Extension 20mm | Code No: M-5000-7585 | 0
R-M-5000-7586 | Renishaw Stylus Extension 30mm | Code No: M-5000-7586 | 0
R-M-5000-7633 | M3 Stainless Steel Stylus Extension | L:10.0mm(0.40")Code No: M-5000-7633 | 0
R-M-5000-7779 | Renishaw M2 Stainless Steel Extension | (replaced by A-5004-7611) | 0
RMZ(ST502HAL) | Microscope stand ST503 (HAL) |  | 0
RMZ(ST502LED) | Microscope stand ST502 (LED) |  | 0
RMZ0745STAND | RMZ 0745 STAND |  | 0
RMZAUXLEN0.5X | AUXILIARY LENS 0.5X for RMZ |  | 5
RMZAUXLENS2X | AUXILIARY LENS 2X for RMZ0745 |  | 0
RMZB0745 | Rax Vision High Quality Continuous Zoom | Microscope | 0
RMZB0745BIL | STEREOZOOM BINOCULAR MICROSCOP RMZ-B0745 | WITH BUILT IN LIGHTING STAND | 0
RMZB0745BIL(HAL) | Continuous Binocular Zoom Microscope | C/W Built In Lighting Stand (Halogen) | 0
RMZB0745BIL(LED) | Continuous Binocular Zoom Microscope | C/W Built In Lighting Stand (LED) | 0
RMZB0745HEAD | HEAD OF STEREOZOOM BINOCULAR | MICROSCOPE RMZ-B0745 | 1
RMZB0745HEADNOE | STEREOZOM BINOCULAR MICROSCOPE | MODEL:RMZ-B0745 | 0
RMZB1065 | Stereozoom Binocular Microscope | Brand: Rax Vision Model: RMZ-1065B | 1
RMZB1065BIL | Stereozoom Binocular Microscope | With Built In Lighting Stand RMZB1065BIL | 0
RMZB1065HEAD | MICROSCOPE HEAD FOR RMZB 1036 |  | 0
RMZSTAND(ST501) | Microscope stand ST501 | Pole Type | 11
RMZSTAND(ST502) | Microscope stand ST502 | Bulit-in Lighting Stand | 0
RMZSTAND(ST503) | STANDARD STAND(ST503) FOR RMZ | FIX Stand | 4
RMZSTAND(ST504) | STANDARD STAND(ST504)FOR RMZ |  | 0
RMZSTDRPNOCLIP | RMZ0745 Stand, rack & pinion | w/o clip | 0
RMZT0745 | Stereozoom Trinocular Microscope | Brand: Rax Vision Model: RMZ-0745T | 0
RMZT0745BIL | STEREOZOOM TRINOCULAR SCOPE RMZ-T0745 | WITH BUILT IN LIGHTING STAND | 0
RMZT0745BIL(HAL) | Sterezoom Trinocular (Halogen Stand) |  | 0
RMZT0745BIL(LED) | Sterezoom Trinocular Microscope | Come With Built-In Lighting Stand (LED) | 0
RMZT0745HEAD | RMZT0745 HEAD |  | 1
RMZT1065 | Stereozoom Trinocular Microscope | Brand:Rax Vision Model:RMZT1065 | 0
RMZT1065BIL | STEREOZOOM TRINOCULAR (halogen) | Brand: Rax Vision Model: RMZT1065BIL | 0
ROTARO3000 | Hand-Held Tachometers | Brand: Rheintacho | 0
ROUNDBULB24V3W | Round Bulb 24V 3W |  | 0
ROUNDBULB6V15W | Round Bulb 6V 15W |  | 0
ROUNTER BITS | RHF 0.80 X 4.5MM |  | 0
RS232 | DATA CABLE 9 PIN M-F 1.5M | (ALL LESO PPL USE) | 0
RS232ARF | RS232C CABLE FOR OUT PUT OF ARF |  | 0
RS232CABLETX | RS232 Cable |  | 1
RS232CONNECTOR | ACCUTEC RS232 CONNECTOR (9 PIN) |  | 0
RS232TH210 | communicating cable(RS232) for TH210 |  | 0
RSM6000 | INVERTED BIOLOGICAL MICROSCOPE | RSM-6000 | 0
RSMB | STEREOZOOM BINOCULAR | MICROSCOPE RSM-B | 1
RSP116 | BIOLOGICAL MICROSCOPE | RSP-116 | 0
RSSFC-4D | Stainless Steel Upright Chiller/Freezer | Model: RSSFC-4D,504L, 4 Door | 0
RTLJ | MICROSCOPE | RTLJ | 0
RUBBERPEG | Spare Blue Rubber Peg,12pcs | for Mecmecin Vortex-D | 0
RUBBERSEALVC6050 | Rubber Assy Replacement for Constance | VC6050 | 0
RV10C240BOOSTER | RV-10C,240V with Booster len |  | 0
RV10CEB110 | ROUND MAGNIFIER LAMP 10X WITH | EB, RV-10C-EB,110V | 0
RV10CEB240 | Round Magnifier Lamp,Clamp Type | RV-10C-EB,240V | 0
RV10CESD240 | ESD MAGNIFIER LAMP METAL | CHROMED 10X RV-10C-ESD, 240V | 0
RV10CMETAL240 | magnifier lamp rv-10c-metal 240V |  | 0
RV10CNS240 | Clamp Type Magnifier Lamp | Brand: Rax Vision Model: RV-10C-NS,240 | 0
RV10DB240 | RV-10-DB 240v |  | 0
RV10DBEB110 | POLE MAGNIFYER LAMP 10X WITH | E/BALLAST RV-10DB-EB, 110V | 0
RV10DBEB240 | Desktop Pole Type Magnifier Lamp | Bran: Rax Vision Model: RV-10DB-EB,240 | 0
RV10DCEB110 | ROUND DESKTOP MAGNIFIER LAMP | (UNIVERSAL) + EB, RV-10DC-EB,110V | 0
RV10DCEB240 | Universal Round Desktop Magnifier Lamp | Brand:Rax Vision Model:RV-10DC-EB | 0
RV10FBLACK240 | RV-10F-BLACK, 240V |  | 0
RV144LED | LED Lighting | Model:RV-144-LED | 0
RV200H | 175MM DIA MAG LAMP RV-200H |  | 0
RV3C240 | ROUND MAGNIFIER LAMP 3X | (UNIVERSAL), RV-3C | 0
RV3CEB110 | ROUND MAGNIFIER LAMP 3X WITH | EB RV-3C-EB,110V | 0
RV3CEB240 | Round Magnifier Lamp,Clamp Type | Brand:Rax Vision Model:RV-3C-EB | 0
RV3CESD240 | ESD MAGNIFIER LAMP METAL | CHROMED 3X RV-3C-ESD, 240V | 0
RV3CLED240 | LED MAGNIFIER LAMP | RV-3C-LED, 240V | 0
RV3CMETAL240 | MAGNIFIER LAMP METAL CASING 3X | RV-3C-METAL, 240V | 0
RV3CNS240 | Clamp Type Magnifier Lamp | Brand: Rax Vision Model: RV-3C-NS,240V | 0
RV3CNSESD | ESD MAGNIFIER LAMP CHROMED NON | SPRING, RV-3C-NS-ESD, 240V | 0
RV3CNSESD240 | RV-3C-NS 240 WITH ESD |  | 0
RV3CNSMETAL240 | Magnifier Lamp Metal Casing,Non Spring | Brand:Rax Vision Model:RV-3C-NS-Metal240 | 0
RV3DB110 | MAGNIFIER LAMP RV-3DB-110V |  | 0
RV3DBEB110 | POLE MAGNIFIER LAMP 3X WITH EB | E/BALLAST RV-3DB-EB, 110V | 0
RV3DBEB240 | Desktop Pole Type Magnifier Lamp | Brand: Rax Vision Model: RV-3DB-EB,240 | 1
RV3DC240 | ROUND DESKTOP MAGNIFIER LAMP | (UNIVERSAL), RV-3DC 240V | 0
RV3DCEB110 | ROUND DESKTOP MAGNIFIER LAMP | (UNIVERSAL) + EB, RV-3DC-EB, 110V | 0
RV3DCEB240 | Universal Round Desktop Magnifier Lamp | Brand:Rax Vision Model:RV-3DC-EB | 0
RV3FBLACK240 | RV-3F-BLACK, 240V |  | 0
RV3FESD240 | ESD MAGNIFIER LAMP 3X (GOOSENE | CHROME, RV-3F-ESD, 240V | 0
RV3NSLED240 | LED Magnifier Lamp,Clamp Type | Model: RV3NSLED240 | 0
RV5CEB110 | ROUND MAGNIFIER LAMP 5X WITH | EB RV-5C-EB,110V | 0
RV5CEB110NOCLAMP | magnifier RV-5C-EB 110v W/O G clamp |  | 0
RV5CEB240 | Round Magnifier Lamp,Clamp Type | RV-5C-EB,240V | 0
RV5CESD240 | ESD MAGNIFIER LAMP METAL | CHROMED 5X RV-5C-ESD, 240V | 0
RV5CMETAL | RV-5C-METAL, 240V |  | 0
RV5CNS240 | Clamp Type Magnifier Lamp | Brand: Rax Vision Model: RV-5C-NS,240 | 0
RV5CNSMETAL240 | MAGNIFIER LAMP METAL CASING 5X |  | 0
RV5DB240 | POLE MAGNIFIER LAMP 5X | RV-5DB, 240V | 0
RV5DBEB110 | POLE MAGNIFIER LAMP 5X WITH EB | E/BALLAST RV-5DB-EB, 110V | 0
RV5DBEB240 | Desktop Pole Type Magnifier Lamp | Brand: Rax Vision Model: RV-5DB-EB,240V | 6
RV5DC240 | RV-5DC-240 |  | 0
RV5DCEB110 | ROUND DESKTOP MAGNIFIER LAMP | (UNIVERSAL) + EB,RV-5DC-EB, 110V | 0
RV5DCEB240 | Universal Round Desktop Magnifier Lamp | Brand:Rax Vision Model:RV-5DC-EB | 0
RV5DCLEDTYPE | LED Desktop Universal Magnifier Lamp | Code No: RV5DCLED | 0
RV8011NS240 | WORKING MAGNIFYING LAMP NS | RV-8011-3, 240V | 0
RV8C240 | ROUND MAGNIFIER LAMP 8X | (UNIVERSAL), RV-8C | 0
RV8CEB110 | ROUND MAGNIFIER LAMP 8X WITH | EB, RV-8C-EB,110V | 0
RV8CEB240 | Round Magnifier Lamp,Clamp Type | RV-8C-EB, 240V | 0
RV8CNS240 | Clamp Type Magnifier Lamp | Brand: Rax Vision Model: RV-8C-NS,240 | 0
RV8DB240 | MAGNIFIER LAMP RV-8DB-240V |  | 0
RV8DBEB110 | POLE MAGNIFIER LAMP 8X WITH EB |  | 0
RV8DBEB240 | Desktop Pole Type Magnifier Lamp | Brand: Rax Vision Model: RV-8DB-EB,240 | 3
RV8DC240 | ROUND DESKTOP MAGNIFIER LAMP | (UNIVERSAL), RV-8DC, 240V | 0
RV8DCEB110 | ROUND DESKTOP MAGNIFIER LAMP | (UNIVERSAL) + EB, RV-8DC-EB,110V | 0
RV8DCEB240 | Universal Round Desktop Magnifier Lamp | Brand:Rax Vision Model:RV-8DC-EB | 0
RV8DCLEDTYPE | LED Desktop Universal Magnifier Lamp | Code No: RV8DCLED | 0
RVCBODY | body for Magnifier RV-C type |  | 0
RVDBEBBODY | body for Magnifier RV-DBEB type |  | 0
RVEYE5 | SCMOS05000KPA, 5MP ¦ USB2.0 ¦ 1/2.5" ¦ S | Code No: RVEYE5 | 0
RVMETALESD | MAGNIFIER RV-METAL-ESD |  | 0
RVS3C240 | SQUARE MAGNIFIER LAMP 3X | (UNIVERSAL), RVS-3C, 240V | 0
RVS3C240+G2CLAMP | SQUARE MAGNIFIER LAMP 3X (UNIV | +G2 BASE, RVS-3C +G2 CLAMP,240V | 0
RVS3CNS110 | SQUARE MAGNIFIER LAMP 3X |  | 0
RVS3DB240 | MAGNIFIER LAMP 3X | RVS-3DB-EB, 240 | 0
RVS3DC240 | RVS-3DC,240V |  | 0
RVS4 | High Resolution 1.3 MegaPixel | Digital Imaging Camera Model; RVS4 | 0
RVS53D | RVS5-3D 240V |  | 1
RVS55D | RVS5-5D 240V |  | 0
RVS5C110 | SQUARE MAGNIFIER LAMP 5X | (UNIVERSAL), RVS-5C, 110V | 0
RVS5C240 | SQUARE MAGNIFIER LAMP 3X | (UNIVERSAL), RVS-5C, 240V | 0
RVS5CN12 | RVS 5C , N12 |  | 0
RVS5CN4 | RVS 5C , N4 |  | 0
RVS5CNS110 | SQUARE MAGNIFIER LAMP 5X |  | 0
RVS5CNS240 | RVS-5C-NS, 240V |  | 0
RVS5DB110 | MAGNIFIER LAMP 5X , RVS-5DB, | 110V | 0
RVS5DB240 | MAGNIFIER LAMP 5X | RVS-5DB-EB, 240 | 0
RVSUV5C240 | SQUARE MAGNIFIER LAMP 5X, | (UNIVERSAL),RVS-5C-UV,240V | 0
RVSUV9WBULB | UV-9W BULB FOR RVS |  | 0
RVXC240 | RV-XC, 240V MANIFIER LAMP |  | 0
RVXCEB110 | ROUND MAGNIFIER LAMP NO LENS WITH EB | RV-NO LENS-EB 110V | 0
RVXCEB240 | Magnifier Lamp,Clamp Type,No Lens | Brand:Rax Vision Model:RV-XC-EB,240V | 0
RVXCESD240 | RV-XC-ESD 240V MAGNIFIER LAMP |  | 8
RVXCHEAD | MAGNIFIER LAMP HEAD, MODEL : RV-C |  | 0
RVXCMETAL240 | MAGNIFIER LAMP RV-NO LENS-C-METAL 240V |  | 0
RVXCNSEB240 | ROUND MAGNIFIER LAMP NO LEN (U | W/O SPRING), RV-NO LENS-NS-EB , 240V | 0
RVXDBEB110 | POLE MAGNIFIER LAMP 3X WITH EB | EB RV-NO LENS-DB-EB ,110V | 0
RVXDBEB240 | POLE MAGNIFIER LAMP WITH EB | E/BALLAST RV-NO LENS-DB-EB, 240 | 6
RVXDC240 | RV-XDC-240 MAGNIFIER LAMP |  | 0
RVXDCEB110 |  |  | 0
RVXDCEB240 | ROUND DESKTOP MAGLAMP NO LENS | (UNIVERSAL)+EB RV-NO LEN-DC-EB 240V | 0
RZM | Stereozoom Binocular Microscope | Brand: Rax Vision Model: RZM-B0745 | 4
RZMHEAD | RZMHEAD |  | 0
RZMHEADNOE | RZM HEAD W/O EYEPIECE |  | 0
RZMHEADWITHEARM | RZM Head with E-arm + Articulating Arm | Code No: RZMHEADWITHEARM | 0
RZMNOE | RZM W/O EYEPIECE |  | 0
RZMRACK&PINION | RACK & PINION for RZM |  | 0
RZMSTAND | RZMSTAND |  | 2
S/S RODX 18" | S/S rodX 18" with tread | Pole 18" Length | 0
S0303A01 | Top Tech Speedy epoxy resin | Model: S0303A01 | 0
S0520011 | Silicon Carbide Paper ø8" (203mm), | #800-plain backed-100p/box, S0520011 | 0
S0520080800AG | Top Tech Silicon Carbide Papar ø8",203mm | #800-plain backed-100p/box,made in US | 1
S0520081200 | Sandpaper,silicon carbide, | 200mm,4000grit Item no: S0520081200 | 0
S060101 | Abrasive cloth,nylon,dia.200 (10/pkg) | Model: S060101 | 0
S10220136 | BOD Sensor System 6 230V/50Hz | Code No: S10220136 | 0
S10220146 | VELP BOD EVO Sensor System 6 230V/50Hz | Code No: S10220146 | 0
S30100190 | VELP Digester system 230V/50-60Hz | Code No: S30100190 ,DKL12 | 0
S30100200 | DKL8 Digester system 230V/50-60Hz | Code No: S30100200 | 0
S303A0380 | VELP SER158/6 Solvent Auto Extractor | Code No:S303A0380 | 0
S4 | Digital Imaging Camera | Code No: S4 | 0
S7/860 | OSRAM DULUX S7/860 |  | 0
SA201A0151 | LS system with support+stirring shaft, | Code No: SA201A0151 | 0
SA201A0155 | DLS system with support+stirring shaft | Code No: SA201A0155 | 0
SA20500061 | VELP AREC.X Digital Ceramic Hot Plate | Stirrer with Probe,Cat No:SA20500061 | 0
SA20900010 | OV5 system with support+dispersing tool | Brand:VELP,Ident No:SA20900010 | 0
SAMSUNG 19"LCD | SAMSUNG 19" LCD Monitor |  | 0
SAMSUNG-S3-500GB | Samsung Portable 500GB,USB3.0 | Model: HX-MT050DG/G2 (E2A1JJHFB0229B) | 0
SANDER | ESD SANDER |  | 0
SANKGPA | SANKO PROBE FOR PAPER KG-PA |  | 0
SANMR200 | SANKO MOISTURE METER MR-200 |  | 0
SAT721100 | SATO 7211-00 |  | 0
SAT7542 | SATO HIGHEST II HYGROMETER C/W | THERMOMETER 7542 | 0
SATO7006-10 | SATO SIGMA Mini Alpha,Model: 7006-00 | Rg: -15 to 50 C/ -10 to 100 | 0
SATO700-62-7DAYS | Sato Mini Alpha Chart Paper | Model:7006-62(7 Days)Range: -15+50 Deg.C | 0
SATO7211-01 | Original SATO Chart Paper,Model:7211-00 | -10~50°C/0~100RH,400sheet(Box),1Day | 0
SATOCHARTPAPER | SATO MINI ALPHA Thermohygrograph | Range: -15 to 50 Degree C/ 0-100% RH | 0
SB20500061 | AREC.X System with VTF 230/50-60Hz | Code No: SB20500061 | 0
SBB7530-A | Labmart Corrosive Chemical Safety | Storage Cabinet(Blue),Model:SBB7530-A | 0
SBD030 | Accessories for WSB-30,Dome Lid | Brand:WITEG Model:SBD030 | 0
SCALEIND | SCALE INDICATOR |  | 0
SCHUETTFIREBOY | Schuett Biotec Fireboy | Cat Bo:3.354 202 C/W foot switch | 0
SCLIPFORMAG | small clip for spring type | magnifier lamp | 0
SCVBS10.8MMX1M | Medit Voyage Video Borescope System | Code No: SCVBS10.8MMX1M | 0
SE220 | Milwaukee SE220 pH Electrode Probe | Cable & GEL Filled Electroyte Solution | 0
SE300 | CENTER RS-232 Cable | Model:SE300 | 0
SEADA12VDCFAN | SEADA 12V DC FAN |  | 0
SEALPADS | Package of 1000 foam seal pads | MOQ:5PACKS | 0
SEKST50 | Model: ST-50 Sekonic | Thermohydrograph | 0
SEKST50A | Sekonic Thermohydrograph | Model:SEKST50A | 0
SELICAGEL | Silica Gel, indicating blu | Brand:R&M,1kg | 0
SENSOR+CABLE | Humidity Sensor with Cable For CT Series | Code No: SENSOR+CABLE | 0
SF-2U50 | American Style Service Fixture | with 50mm Thread Length – Universal | 0
SFS100 | SFS-100 Conductive Rubber probes |  | 0
SH100CELY | SH-100 CELY |  | 0
SH200CELY | SH-200 CELY |  | 0
SHELLABMOTORFAN | Shellab Loe Temp.Incubator Motor Fan | Part No:4880545&4880564 | 0
SHELLABTRANSFOR | Shellab Low Temp Incubator Transformer | Part No:8350515 | 0
SHIATX/ATY | SHIMADZU ATX/ATY Series Catalog |  | 29
SHIAW/AX/AY | SHIMADZU AW/AX/AY Series Catalog |  | 12
SHIBAG | SHIMADZU Bag |  | 3
SHIBL | SHIMADZU BL Series Catalog |  | 10
SHIBWK/BXK | SHIMADZU BW-K/BX-K Series Catalog |  | 8
SHIELB | SHIMADZU ELB Series Catalog |  | 0
SHIEP80 | SHIMADZU EP80 Printer Catalog |  | 6
SHIEP80/EP90 | SHIMADZU EP80/EP90 Printer Catalog |  | 0
SHIGENERAL | SHIMADZU General Catalog |  | 467
SHIJEW&GOLD | SHIMADZU Jewelry & Gold Balance Catalog |  | 0
SHIMADAPTOR110V | adaptor 110v (2 pin ) for shimadzu |  | 0
SHIMOC120H | SHIMADZU MOC-120H Catalog |  | 25
SHIMOC63U | SHIMADZU MOC63U Catalog |  | 130
SHIMPOSPEED | shimpo- speedometer catalog |  | 0
SHIMPOTENSION | shimpo- force & tension catalog |  | 0
SHIPPRODUCTLIST | Pls refer to SHIPRODUCTLIST |  | 0
SHIPRODUCTLIST | shimadzu product list (green color) |  | 194
SHITYPEB | SHINWA - DIAL SLANT RULE TYPE B |  | 0
SHIUW/UX | SHIMADZU UW/UX Series Catalog |  | 30
SHOEM7 | ESD SHOE (SIZE : M7) |  | 0
SHOWASH1332B | Digital Vibration Meter | Brand: Showa Model: SH1332B | 0
SILCARPAPER1000 | SILICON CARBON PAPER 1000 |  | 0
SILCARPAPER600 | SILICON CARBON PAPER 600 |  | 0
SILCARPAPER800 | SILICON CARBON PAPER 800 |  | 0
SK 12.99 | Brand : Hettich, Cat no. :SK 12. | Foot | 0
SK 127/8 | Brand : Hettich, Cat no. :SK 127 | Uhr auf 15min. Umbausatz | 0
SK 36.95 | Brand : Hettich, Cat no. :SK 36. | Modification kit for | 0
SK 66.97 | Brand : Hettich, Cat no. :SK 66. | Modification kit for control | 0
SK MC-203-25H | SK Hub Micrometer | Model: MC-203-25H | 0
SK01110-6 | SK Level Mate (SK01110-6) |  | 0
SK10KGX50G | ANALOG WEIGHING SCALE (Flat Pan) | Brand : SK, LOCAL MADE Cap: 10kg x50g | 0
SK15 | SK PROTRACTOR NO.15 |  | 0
SK19 | SK PROTECTOR 19 |  | 0
SK270A | SK TAPER GAUGE 270A |  | 0
SK270B | SK TAPER GAUGE 270B |  | 1
SK30 | SK PROTRACTOR 30 |  | 0
SK300 | SK PROTRACTOR 300 |  | 0
SK34.06 | for the large tube: |  | 0
SK37.04 | for the middle sized tube |  | 0
SK675018 | SK Level Meter (SK 67501-8) |  | 2
SK700A | SK Taper Gage Model: 700A |  | 0
SK700B | SK TAPER GAUGE 700B |  | 0
SK700C | SK TAPER GAUGE 700C |  | 1
SK700S | SK TAPER GAUGE 700S |  | 0
SK710A | SK TAPER GAUGE 710A |  | 0
SK710B | SK taper Gage Model : 710B | Code No: SK710B | 0
SKCMG-10 | SK Chamfer Gage Model: CMG-10 | Model: CMG-10 | 0
SKDT200 | SK DIDIGIMATIC CALIPER | DT-200 | 0
SKLM90 | SK Level Meter Model: LM-90 |  | 0
SKPRT15 | SK Protractor | Code No: PRT-15 | 0
SKPRT19 | SK Protractor No. 19 Model: PR9 |  | 0
SKTPG700A | SK Taper Gage No. TPG-700A |  | 0
SKTPG-700S | SK Taper gauge,Code No: TPG-700S | Taper Gauge 1~15mm,Ruler 0~130mm | 0
SKTPG-800 | SK Plastic Taper Gage TPG-800 |  | 0
SKVH-30 | SK Vernier Ht Gage Model: VH-30 |  | 0
SKWGU-7M | SK Welding Gauge | Code No: WGU-7M | 0
SKWGU7M | SK Welding Gage Model: WGU-7M |  | 0
SKWGU-8M | SK Welding Gauge | Code No: WGU-8M | 0
SKWGU-9M | SK Welding Gauge | Code No: WGU-9M | 0
SLIDEHOLDERMF601 | SLIDE HOLDER FOR MF601 |  | 0
SM101 | PH METER |  | 0
SM102 | Milwaukee Smart pH/Degree C meter | Model: SM-102 (same as MW102) | 0
SM110 | SCALE INDICATOR MODEL:SM110 |  | 0
SM301 | Portable Conductivity & TDS Meter | Brand: Milwaukee Model; SM301 | 0
SM500 | Milwaukee Portable ORP Meter | Model: SM500 | 0
SM600 | Portable Dissolved Oxygen Meter | Brand: Milwaukee Model:SM600 | 0
SMALLBULBTH322 | SMALL BULB 6V 15W FOR TH322 |  | 0
SMALLPULLEY | small pulley for money counter |  | 0
SMD | SMD REWORK STATION CF850K |  | 0
SMHS-3 | Witeg Systematic Multi Hoplate Stirrers | Model:SMHS-3,3 places | 0
SMK101 | Shimadzu Density Kit | Model: SMK-101 (UW/UX(2200g & above) | 0
SMK102 | Shimadzu Density Kit | Model: SMK102 | 0
SMK301 | DENSITY KIT FOR AUX320 |  | 0
SMM200X | MONOCULAR MICROSCOPE |  | 0
SMOKEABSORBER | SMOKE ABSORBER QUICK 493MS |  | 0
SMZ0755 | STEREO MICROSCOPE | SMZ-0755 | 0
SMZ850 | Stereo Zoom Microscope SMZ850 | Brand: Rax Vision | 1
SMZ850T | STEREO MICROSCOPE smz850 (TRINO) | Model: SMZ850T | 1
SMZTILT | SMZ parallel optics zoom stereo scope |  | 0
SMZTILTBASE | SMZ scope Base without Rack & Pinion | Code No: SMZTILTBASE | 0
SMZU | STEREO MICROSCOPE | SMZ-U | 0
SOCKET BIT: 3MM | Socket Bit: 3mm |  | 0
SOCKET BIT: 4MM | Socket Bit: 4mm |  | 0
SODIUM FLAME | Sodium Flame |  | 0
SOFTRS232CEN313 | software & RS-232 cable for center313 |  | 0
SOFTRS232CEN321 | TestLink SE-322(for Center 321,322) | Software & RS-232 Interface cable | 0
SOFTWARETESA | exact digilink communicator for tesa | opto | 0
SOM303E | 303E Detachable Gun Type Bores | Camera Probe | 0
SOM305B | 305B Gun Type Carmera Probe | W/Standard Lens | 0
SOMBVS314 | BVS-314 Stage Viewer |  | 0
SOMBVS314NH | BVS-314(N.H) Gun Type Telescop | installed Camera | 0
SOMDIGCAPUSB | Digital Capture XP(USB2.0) |  | 0
SOMFOOTSW | Foot Switch Basic New |  | 0
SOMICSHALOGEN | ICS Halogen Light Source |  | 0
SOMICSL305 | ICSL305 LED Light Source Camer |  | 1
SOMMV335 | MV-335 Mobile Microscope Main |  | 0
SOMSV35 | SV-35 Stage View for Gun type |  | 0
SOMU304HA | U304HA - KIT PI02U47001 6è , 1 |  | 0
SOMU304MB | U304MB - KIT 4è,228mm |  | 0
SOMX100DELCAP | X100 Delivery Cap |  | 0
SOMX100LENS | X100 Lens |  | 0
SOMX200DELCAP | X200 Delivery Cap |  | 0
SOMX200LENS | X200 Lens |  | 0
SOMX300DELCAP | X300 Delivery Cap |  | 0
SOMX300LENS | X300 Lens |  | 0
SOMX800DELCAP | LIGHT DELIVERY CAP 800X | CONTACT TYPE | 0
SOMX800LENS | 800X LENS FOR ICS-305B |  | 0
SP06-209-1 | Contact Point |  | 0
SP30-695-1 | Surface Roughness Standard | Model:SP30-695-1 | 0
SP310NX46 | MANUAL TORQUE WRENCH |  | 0
SP4530 | China Granite Surface Plate Model:SP4530 |  | 0
SP-7210-62EU | EUROPE CHART PAPER(-10 to 50c) |  | 0
SP88857206 | Isotemp 7X7 Hotplate Stirrer |  | 0
SPACEMAKERARM | SPACEMAKER SCOPE ARM |  | 0
SPCT1000P | NVEC CCD CAMERA (COLOUR) |  | 0
SP-F51079BLK | PEN CARTRIDGE COLOUR : BLACK | NO. OF PIECES : 3PCS/PKT | 0
SPINBAR-50MM | Spin Bar- 50mm |  | 0
SPINBAR-75MM | Spin Bar- 75mm |  | 0
SP-NS307 | EUROPE CHART PAPER (-15 TO 40) | Brand:SATO Model:SP-NS307 | 0
SPRINGSCALE100KG | SPRING SCALE (TAIWAN) | CAPACITY/ACCURACY : 100kg x 200g | 0
SPRINGSCALE30KG | SPRING SCALE 30 KG | BRAND : KAIN CHUNG | 0
SRRINGSCALE30KG | SPRING SCALE 30 KG | BRAND :KAIN CHUNG | 0
SST6 | TEMPERTURE CURVE ANALYZER |  | 0
SSZ6 | SSZ6 scope with coaxial lighting. with | 20x eyepiece and 2x auxiliary lens | 0
SSZ60B | STEREOZOOM BINOCULAR | MICROSCOPE SSZ-60B | 0
SSZB | Stereozoom Binocular Microscope | Brand: Rax Vision Model: SSZB | 0
SSZBHEAD | HEAD OF STEREOZOOM BINOCULAR | MICROSCOPE SSZ-B | 0
SSZBS | STEREOZOOM BINOCULAR | MICROSCOPE SSZ-BS | 0
SSZCCDCOUPLER | SSZ C-MOUNT COUPLING (ROUND HO |  | 0
SSZDIOPTERRING | DIOPTER RING FOR SSZ |  | 0
SSZEARM | E-ARM FOR SSZ |  | 0
SSZEYETUBE | EYEPIECE TUBE C/W ADAPTOR FOR |  | 0
SSZOBJCOVER | OBJECTIVE SOVER FOR SSZ |  | 0
SSZRACKPINION | RACK & PINION FOR SSZ-B |  | 0
SSZSTAND | SSZ STAND |  | 0
SSZT | Srereozoom Trinocular Microscope | Brand: Rax Vision Model: SSZ-T | 0
SSZTHEAD | HEAD OF STEREOZOOM | TRINOCULAR MICROSCOPE SSZ-T | 0
SSZTS | Stereozoom Trinocular Microscope | Brand: Rax Vision Model: SSZTS | 0
ST-50A | Sekonic ST-50A |  | 0
ST60EARM | ST-60 EARM |  | 0
ST60HEADEARM | ST-60 head with E-Arm |  | 0
ST60STAND | ST-60 STAND |  | 0
ST60WPSTAND | ST-60-P WITH PLAIN STAND | W/O LIGHTING SYSTEM | 0
STAGE1510DC3000 | STAGE 150X100MM WITH DC3000 |  | 0
STAGE3020DC3000 | STAGE 300X200MM WITH DC3000 |  | 0
STAGEMIC0-10MM | Stage Micrometer 0-10MM:100X0.1MM(cross) |  | 0
STAGEMIC0-1MM | Stage Micrometer 0-1MM:100X0.01MM(cross) |  | 0
STAND10001500200 | Stand for Granite Surface Plate | Size: 1000x1500mm | 0
STAND1000750125 | Stand for Granite Surface Plate | Size: 1000x750x650mm | 0
STAND1000X750 | Granite Surface Plate Stand | Size:1000mmx750mm | 0
STAND45045075 | Stand for Granite Surface Plate | Granite Size 450mmx450mmx75mm | 0
STAND600X450X100 | Stand For Granite Size 600x450x100mm |  | 0
STAND750X500X130 | Granite Surface Plate Stand | Size:750mmx500mmx130mm, | 0
STANDARDGAGE |  |  | 0
STDBOX100G | STD WEIGHT EMPTY BOX-100G |  | 1
STDBOX1KG | BOX FOR STANDARD WEIGHT 1 KG |  | 0
STDBOX500G | STD WEIGHT EMPTY BOX-500G |  | 0
STDBOX50G | STD WEIGHT EMPTY BOX-50G |  | 0
STDBOX5KG | BOX FOR F1 5KG |  | 0
STEELV-BLOCK125 | Steel V-Block | Size:125mm x 88mm x 44mm | 0
STICKER | Sticker 10mm x 65mm |  | 0
STICKER43X57 | STICKER FOR ULP(ACCUTEC PRINTER) |  | 5
STICKERDIBAL | Dibal Scale Sticker 59 x 60mm |  | 0
ST-IHC | CALIBRATION |  | 0
ST-IHR | REPAIR ON DG INDICATOR |  | 0
SURGLASSRFM1510 | Surface Glass For RFM1510E-086. |  | 0
SW100 | STOP WATCH Brand: Martin |  | 0
SW150MT | Swan Feeler Gauge(12 leaves)Length 100mm | Model: SW150MT Thickness:0.04~3.00mm | 0
SW150MX | Swan Feeler Gauge(13 leaves)Length 150mm | Model: SW150MX Thickness:0.03~3.00mm | 0
SWA 0.01 X 1 | SWAN PISTON FEELER GAGE SIZE | 0.01 X 1 METER | 0
SWA 0.06 X 1 | SWAN PISTON FEELER GAGE SIZE | 0.06 X 1 METER | 0
SWA 0.08 X 1 | SWAN PISTON FEELER GAGE SIZE | 0.08 X 1 METER | 0
SWA 0.09 X 1 | SWAN PISTON FEELER GAGE SIZE | 0.09 X 1 METER | 0
SWA0.01X1 | Swan Piston Feeler Gage | Size: 0.01mmx1 meter, Width: 12.7mm | 0
SWA0.01X5 | SWAN PISTON FEELER GAGE SIZE | 0.01 X 5 METER | 0
SWA0.02X1 | Swan Piston Feeler Gage | Size: 0.02mm x 1 meter, Width: 12.7mm | 0
SWA0.02x1 | Swan Piston Feeler Gage Size: | 0.02x1meter | 0
SWA0.03x1 | Swan Piston Feeler Gage | Size: 0.03x1,12.7mm x 1 meter | 0
SWA0.04X1 | Swan Piston Feeler Gage Size: | 0.04mm x 1 meter | 0
SWA0.05X1 | Swan Piston Feeler Gage | Size: 0.05mm x 1 meter, Width: 12.7mm | 2
SWA0.06X1 | Swan Piston Feeler Gage 12.7mm x 1 meter | Size: 0.06mm | 0
SWA0.07x1 | Swan Piston Feeler Gage Size: | 0.07 x 1 meter | 0
SWA0.08X1 | Swan Piston Feeler Gage 12.7mm x 1 meter | Size: 0.08mm | 0
SWA0.09X1 | Swan Piston Feeler Gage 12.7mm x 1 meter | Size: 0.09mm | 0
SWA0.10X1 | Swan Piston Feeler Gage | Size: 0.10mm x 1 meter, Width: 12.7mm | 1
SWA0.15X1 | Swan Piston Feeler Gage 12.7mm x 1 meter | Size: 0.15mm | 0
SWA0.1X1 | Swan Piston Feeler Gage Size: | 0.1mm x 1 meter | 0
SWA0.20x1 | Swan Piston Feeler Gage Size: | 0.2mm x 1 meter | 0
SWA0.20X1 | Swan Piston Feeler Gage | Size: 0.20mm x 1 meter, Width: 12.7mm | 0
SWA0.2X12.7X1M | Swan Piston Feeler Gage,0.2X12.7x1M | Code No: SWA0.2X12.7X1M | 0
SWA0.3X1 | Swan Piston Feeler Gage Size: | 0.3mm x 1 meter | 2
SWA0.4X1 | Swan Piston Feeler Gage Size: | 0.4mm x 1 meter | 0
SWA0.5X1 | Swan Piston Feeler Gage | Size: 0.50mm x 1 meter, Width; 12.7mm | 2
SWA0.5X12.7X1 | SWAN PISTON FEELER GAUGE 0.5MX12.7MMX1M |  | 0
SWA0.5X12.7X1M | Swan Piston Feeler Gage,0.5X12.7x1M | Code No: SWA0.5X12.7X1M | 0
SWA0.6X12.7X1 | Swan Piston Feeler Gage Size: 0.60mm | Code No: SWA0.6X12.7X1 | 0
SWA0.7X1 | Swan Piston Feeler Gage | Code No: SWA0.7X1, Length:1mx12.7mm | 2
SWA0.8X12.7X1M | Swan Piston Feeler Gage 12.7mm x 1 | Code No: SWA0.8X12.7X1M | 0
SWA0.90X1 | Swan Piston Feeler Gage Size: 0.90mm | Code No: SWA0.90X1 | 0
SWA1.0X1 | Swan Piston Feeler Gage | Size: 1.0mm x 1 meter, Width: 12.7mm | 0
SWA1.5X12.7X1 | Swan Piston Feeler Gage Size: 1.50mm | Code No: SWA1.5X12.7X1 | 0
SWA100MX | Swan Thickness Gage Model: 100MX |  | 0
SWA100MZ | BRAND : SWAN | MODEL: 100MZ | 0
SWA150MK | Swan Thickness Gage Model: 150MK |  | 0
SWA150ML | Swan Thickness Gage (Model: 15 |  | 0
SWA150MY | Swan Thickness Gage Model: 150MY |  | 0
SWA150MZ | SWAN FEELER GAUGE 150MZ |  | 0
SWA1X12.7X1 | SWAN PISTON FEELER GAUGE 1MX12.7MMX1M | Code No: SWA1X12.7X1 | 0
SWAN100ML | Swan Feeler Gauge (19leaves)Length100mm | Model: SW100ML Thickness:0.01~1.00mm | 0
SWAN150ML | SWAN Thickness Gage 19pcs | Model: 150ML | 0
SWQIM5008 | QIM5008 SOFTWARE |  | 0
SWSI101 | SI 101 SOFTWARE |  | 0
SWSI102 | SI 102 SOFTWARE |  | 0
SY1 | SY-1 MICROEYEPIECE |  | 0
SY110V | FLUORESCENT RING LIGHT SY110V | 110V | 0
SY220V | FLUORESCENT RING LIGHT SY220V |  | 1
SYLVAC D80S | Sylvac Display Unit D80S | Model: 804.1080.10 | 0
SYMBOLSCANNER | SYMBOL SCANNER |  | 0
SZ45WFEYEADJ | wide field adjustable dioptor | for sz45n | 0
SZCCDCOUPLER | CCD Coupling Olympus Equi SZCT |  | 0
SZEYE20X/12mm | SZ EYEPIECE 20X/12mm |  | 0
T.E BATTERY | GP 6V 4.5AH Rechargeable Battery |  | 4
T.E.AAABATTERY | AAA Battery |  | 0
T.E.EXTENSION | Ems 4G Multiple Extension |  | 0
T.E1.25-3.7/4/5 | 1.25-3.7/4/5 Non Insulated Y Lug |  | 0
T.E150MM 6"CABLE | 150MM 6" Cable TIE (BLK) |  | 0
T.E2.5MMNYLVINCA | T.E 2.5MM Nylvin Cable |  | 0
T.E20MMGLASSFUSE | T.E 20MM Glass Fuse 10A |  | 0
T.E2-5NONINSULAT | T.E 2-5 Non Insulated Ring Lug |  | 0
T.E6V1.2ABATTERY | Battery 6V,1.2AH |  | 0
T.EBP6V12AH | BP 6V 12KH Battery |  | 0
T.EG63524V150W | Philips Hologen Bulb | (7158XHP) G635 24V 150W | 0
T.EGLASSFUSE19MM | T.E Glass Fuse Holder 19MM |  | 0
T.EGLASSFUSEHOL3 | T.E Glass Fuse Holder 31MM |  | 1
T.EGMPSLA6V3.3AH | GMP SLA 6V 3.3AH Rechargeble Battery |  | 0
T.EGMY2PINHALOGE | ITALY/GMY 2 Pin Halogen Holder (Round) |  | 0
T.EJLC2X40WFLUO | JLC 2 X 40W Fluo.Fitting | (Newton/RPT) | 0
T.EJM22W-T5 | T5 Ring Light Bulb | Item No: JM22W | 0
T.EJSEES20WBULB | JSE ES 20W D/L Globe Bulb |  | 0
T.EMAXELL2032BAT | Maxell 2032 Battery | for Dgt Caliper Use (Tesa & Std Gage) | 0
T.EMP306 DC PLUG | MP-306 DC Plug Socket |  | 0
T.EMW2007500MA | MW-2007 500MA Covertor |  | 0
T.ENEWTON36W | Newton 36W Fluo Choke (Sirim) |  | 0
T.EOSRAM64627 | OSRAM 64627 12V 100W | Code No: OSRAM 64627 | 0
T.EPHILIPS36W | Philips 36W/86 S/D/L Fluo Tube |  | 0
T.EPHILIPS36W/86 | Philips 36W/86 S/D/L Fluo Tube |  | 0
T.EPOWERSUPPLY | Power Supply for AccuTEC Scale |  | 0
T.ES603ADAPTER | Smart S603 13A Travel Adapter |  | 0
T.EUMSMA-3133WAY | UMS MA-313 3 Way Aadaptor C/W Neon |  | 0
T04 | PCB BOARD FOR BSC INDICATOR |  | 0
T05 | M3G4-1000S |  | 0
T09 | CM-K200 |  | 0
T14 | SM110 |  | 0
T16 | NOSEPIECE |  | 0
T1-Q-10 | Starna Quartz Cell,10mm Pathlenght(2) |  | 0
T25 | MF601 HIGH SPEC |  | 0
T28 | MTS213 BUILT IN STAND |  | 0
T30 | WR204A |  | 0
T35 | ML30 CONDENSING LENS FOR M3G4-1000S |  | 0
T36 | PEACOCK G |  | 0
T37 | ASAHI 150ML |  | 0
T38.2016 | Stopwatch,HITRAX GO |  | 0
T39 | EL-1 |  | 0
T41 | EL-2 |  | 0
T42 | PCB BOARD FOR RMZ0745B |  | 0
T48 | REPLACEMENT Y100 |  | 0
T49 | URA LOADCELL |  | 0
T75 | Milwaukee TDS Tester | Model: T75 | 0
T9UV22W | T9 22W UV RING BULB |  | 0
TABLE19X29X25 | Heavy Duty Table 19" X29"X25"X | Profile Projector CPJ3015 | 0
TABLE30X48X38X2 | 4' Heavy Duty Table(30'x48"x30") |  | 0
TABLE30X72X30 | Heavy Duty Table (30"X72"X30" |  | 0
TABLE30X72X30X5L | 6' Heavy Duty Table | (30"X72"X30"X2"X5L) | 0
TABLE30X78X30 | Heavy Duty Table (30"X78"X30" |  | 0
TABLEFORKIM3020 | Structure Table with 4 adjustable | stand | 0
TAMRON16MM | TAMRON LENSE 16MM 1:14 |  | 0
TAMRON2XEXTENDE | Tamron 2x extender lens |  | 0
TAMRON50MM | Tamron Lense 50mm 1:1.8 |  | 1
TAMRON5XTUBE | TAMRON 5X EXTENDER TUBE |  | 0
TAMRON75MM | TAMRON LENSE 75MM 1:14 |  | 0
TAMRONEXTENDER | TAMRON OR JAPAN EXTENDER TUBE |  | 1
TAMRONF14/8MM | goyo lens f1, 4/8mm |  | 0
TANITAKD-192 | TANITA Digital Kitchen Scale | Model:TANITA-192 | 0
TAYBURETTE25ML | Burette 25ml/PTFE Stopcock |  | 0
TAYBURETTE50ML | Burette 50ml/PTFE Stopcock |  | 0
TAYBURETTECLAMP | Burette clamp plstic |  | 0
TAYFLTER60MM | Filter funnel 60mm (dia) |  | 0
TAYGLASS10ML | Glass Graduated Pipette 10ml |  | 0
TAYGLASSBEAKER1L | Galss Beaker 1L |  | 0
TAYGLASSCONICAL | Glass Conical Plask 250ml |  | 0
TAYHI7032L500ML | Hanna Solution #HI7032L,500ML/BTL | TDS Solution 1382ppm(mg/L) @ 25C | 0
TAYHI99300 | Hanna Conductivity/EC Meter #HI99300 | C/W Portable & Probe,4000US,2000PPM | 0
TAYHYDROMETER | Hydrometer 1.000/2.000&0/70 Baume,Zeal | 1000degree Med,305mm subdvided0.010 | 0
TAYPLASTICMJ500M | Plastic M/Jug 500ml |  | 0
TAYRETARTSTAND | Retart stand 600mm (L) Rod |  | 0
TAYRUBBERPIPETT | Rubber Pipette Filler |  | 0
TCII | 3KGx0.1G Electronic Counting Scale | Mattler Toledo | 0
TCIICAPSUPPORTE | Cap Pan Supporter for TCII scale |  | 0
TDT06T | Programmable Tablet Dissolution Tester | TDT-06T | 0
TECDMD211 | Teclock Dial Thickness Gage Model: | DMD-211 | 0
TECDT100G | Teclock Dial Tension Gage | Model: DT-100G | 0
TECDT150G | Teclock Dial Tension Gauge |  | 0
TECDT300G | Teclock Dial Tension Gage | Model: DT-300G | 0
TECDT500G | Teclock Dial Tension Gauge |  | 0
TECGS612 | Tecklock Durometer Stand | Model:GS-612 | 0
TECGS701G | Teclock Rubber Hardness Tester | GS-701G | 1
TECGS702G | Teclock Rubber Hardness Tester | GS-702G | 0
TECGS706G | Teclock Rubber Hardness Tester | GS-706G | 0
TECGS709G | Teclock Rubber Hardness Tester | Model:GS709G Type A (Peak pointer type) | 0
TECLOCKGS-754G | TECLOCK Rubber Hardness Tester | Model: GS-754G | 0
TECLOCKMI-1 | Teclock Dial Caliper Gauge | Model:IM-1,Range:10-100mm | 0
TEC-LT358 | TECLOCK DIAL TEST INDICATOR LT |  | 0
TECPEL530 | TECPEL 530 LIGHT METER(LUX) | ATTACHED WITH SOFT CARRYING CASE | 0
TECZY108 | Teclock Standard Block ZY-108 |  | 0
TECZY109 | Teclock Standard Block ZY-109 |  | 0
TELE80X20X40 | Tele Microscope 8x20x40 |  | 0
TEMW2008/1200MA | MW 2008,1200MA AC/DC Adaptor |  | 0
TES00119046 | Etalon micrometer 0-25 (Analog) | TESA-00119046 | 0
TES00119047 | MICROMETER ETALON 25-50 |  | 0
TES00119048 | MICROMETER ETALON 50-75 |  | 0
TES00119049 | MICROMETER ETALON 75-100 |  | 0
TES00119050 | MICROMETER SET 0-100 ETALON (Analog) | TESA-00119050 | 0
TES00510008 | Dial caliper 0-150 / 0.02 | TESA-00510008 | 0
TES00510045 | TESA Dial Caliper CCMA 200mm | Item No: 00510045 | 0
TES00510046 | TESA CCMA 300MM (Dial Caliper) | TESA-00510046 | 0
TES00510050 | TESA CCMA-M Dial Caliper | Model:00510050 Range:150x0.01mm | 0
TES00510123 | Tesa Dept Caliper with Vernier Reading | (Vernier Caliper) | 0
TES00510133 | DEPTH GAUGE 150, 0.02MM | TESA-00510133 (Vernier Depth Caliper) | 0
TES00510143 | DEPTH GAUGE 250, 0.02MM | TESA-00510143 | 0
TES00510144 | DEPTH GAUGE 250, 0.05MM | TESA-00510144 | 0
TES00510385 | Grooves Cal 26-200 0.05mm | TESA-00510385 | 0
TES00510506 | CALIPER 200-0.05MM | TESA-00510506 | 0
TES00510509 | CALIPER 200-0.02MM | TESA-00510509 | 0
TES00510521 | CALIPER 300-0.02MM | TESA-00510521 | 0
TES00510522 | CALIPER 300-0.05MM | TESA-00510522 | 0
TES00510541 | CALIPER 500-0.02MM | TESA-00510541 | 0
TES00510542 | CALIPER 500-0.05MM | TESA-00510542 | 0
TES00517025 | ROCH vernier calliper 0-150 | TESA-00517025 | 0
TES00530090 | Shopcal 0-150ML | TESA-00530090 | 0
TES00530221 | CALLIPER SIMPLE 200MM IP67 | TESA-00530221 | 0
TES00530222 | CALLIPER SIMPLE 250MM IP67 | TESA-00530222 | 0
TES00530223 | CALIPER SIMPLE 300MM IP67 | TESA-00530223 | 0
TES00530242 | CALIPER PROF STANDARD 250MM IP | TESA-00530242 | 0
TES00530300 | TESA Caliper IP 67 | TESA-00530300 | 0
TES00530301 | Dig Caliper IP67 0-15 (W/Thumb Roller) | TESA-00530301 | 0
TES00530302 | TESA Digital Caliper IP67 200mm | Item No: 00530302 | 0
TES00530303 | TESA CAL IP67 300MM WITH ROLLE | TESA-00530303 | 0
TES00530311 | TESA-CAL 150 mm RS-232 |  | 0
TES00530312 | IP67 Caliper with RS232 |  | 0
TES00530313 | TESA-CAL 300 mm RS-232 |  | 0
TES00590054 | Interapid capa u system |  | 0
TES00730033 | Tesa Micro-Hite 350 | Ident No: 00730033 | 0
TES00730043 | TESA-HITE 400 Height Gauge |  | 0
TES00730044 | Tesa-Hite 700 Height Gauge | Code No: 00730044, 715mm/28" | 0
TES00730047 | TESA Hite Magna 400mm | TESA-00730047 | 0
TES00730058 | TESA HITE PLUS M 700 + PRINTER |  | 0
TES00730059 | Tesa-Hite Magna 700 Height Gauge |  | 0
TES00730063 | TESA Micro-Hite plus Height Gauge 350 | Code No: 00730063 | 0
TES00730064 | SET MICRO-HITE PLUS M 600 | TESA-00730064 | 1
TES00760066 | TESA Barrel-Shaped probe TC.2.2mm |  | 0
TES00760087 | PROBE FIXING ARM |  | 0
TES00760096 | Holder |  | 0
TES00760163 | Tesa Power Panel | Ident No: 00760163 | 0
TES00760175 | Probe Insert Set Order No : 00760175 |  | 0
TES00760177 | SPECIAL PROBE HOLDER TH/MH | Model: TES00760177 | 0
TES00760179 | PROBE W. CYLINDRICAL STEEL PIN | Model: TES00760179 | 0
TES00760220 | Control Panel with Printer |  | 0
TES00760221 | POWER PLUS M WITHOUT PR | TESA-00760221 | 0
TES00760222 | Tesa Insert Holder for dial test Indicar |  | 0
TES00760228 | Ball Tip Hardmetal Dia: 1mm |  | 0
TES00760229 | Ball Tip Hardmetal Dia.2mm | Model: TES00760229 | 0
TES00760230 | Tesa Ball Tip Hardmetal ø3.0mm for | Tesa-Hite Code No: 00760230 | 0
TES00810001 | IMICRO ANALOG 6-8 | TESA-00810001 | 0
TES00810002 | IMICRO ANALOG 8-10 | TESA-00810002 | 0
TES00810003 | IMICRO ANALOG 10-12 | TESA-00810003 | 0
TES0081725028 | INSIDE MIC. BLIND BORE 70-85 | TESA-0081725028 | 0
TES01130010 | TESA SPACER 100 | TESA-01130010 | 0
TES01130020 | TESA SPACER 200 | TESA-01130020 | 0
TES01419048 | DIAL INDICATOR 58/0.01 | TESA-01419048 | 0
TES01419051 | DIAL INDICATOR 62/0.001 | TESA-01419051 | 0
TES01462005 | CENTRAL LUG BACK D.58 BASIC |  | 0
TES01639003 | Universal Support |  | 0
TES01639022 | MAGNETIC MEASURING SUPPORT | TESA-01639022 | 0
TES01639024 | Interapid Measuring Support |  | 0
TES01810005 | Dial Test Indicator | TESA-01810005 | 0
TES01810006 | LEVER TYPE IND. 38/0.01 | TESA-01810006 | 0
TES01810007 | Dial Test Indicators (Level-Type) | TESATAST Standard Model: TES01810007 | 0
TES01810008 | Dial Test Indicators (Level-Type) | TESATAST Standard Model TES01810008 | 0
TES01810009 | Dial Test Indicator (Lever Type) | TESA-01810009 28/0.002mm | 0
TES01810010 | LEVER TYPE IND. 38/0.002 | TESA-01810010 | 0
TES01810205 | PERPEND.LEV.TYPE 28/0.01 |  | 0
TES01810304 | Tesa Dial Test Indicator | Code No: 01810304 | 0
TES01811000 | SWISSTAST, 0.01, 0.8, 28, 12.5 | TESA-01811000 | 0
TES01811001 | SWISSTAST, 0.002, 0.2, 28, 12. | TESA-01811001 | 0
TES01820011 | DIAL TEST INDICATOR |  | 0
TES01830001 | INDICATEUR LECTR 12.5 0.001 | TESA-01830001 | 0
TES01840501 | TESA CENTERING FRAME |  | 0
TES01860201 | 1mm Carbide Probe |  | 0
TES01860202 | 2mm Carbide Probe |  | 0
TES01860203 | STYLUS 12/2 Y60/3W | TESA-1860203 | 0
TES01860211 | STYLUS 12/2 Y60/11W | TESA-1860211 | 0
TES01860212 | STYLUS 12/2 Y60/12W | TESA-1860212 | 0
TES01860213 | STYLUS 12/2 Y60/13W | TESA-1860213 | 0
TES01860301 | Ruby Stylus Dia: 1mm |  | 0
TES01860302 | STYLUS 12/2 RUBY POINY | TESA-01860302 | 0
TES01866011 | Stylus Dia: 0.8mm |  | 0
TES01930100 | DIGICO 10, 25MM/0.001 | TESA-01930100 | 0
TES01930101 | DIGICO 10, 12.5MM/0.001 | TESA-01930101 | 0
TES01930102 | DIGICO 10, 50MM/0.001 | TESA-01930102 | 0
TES01930103 | DIGICO 10, 100MM/0.001 | TESA-01930103 | 0
TES01930132 | DIGICO 12 12.5 0.001 | TESA-01930132 | 0
TES01930230 | Digico 205MI 10 pcs |  | 0
TES01930231 | Digico 305MI, 12.5mm, 0.001mm/0.00005" |  | 0
TES01930251 | DIGICO 510 MI |  | 0
TES01962003 | TESA TECHNOLOGY USB STICK 1 GB |  | 0
TES03210904 | TESA TEST PROBE |  | 0
TES03230017 | Tesa Measuring bolt mounted on a plain | bearing,GT-44 Code No: 0323007 | 0
TES03240202 | EXTENSION CABLE 2M | TESA-03240202 | 0
TES03260490 | Tesa Spare Bellow for Axial Probe | Model: GT282 & GT262 (VITON) | 0
TES03270612 | GT31 Lever probe |  | 0
TES034532 | tesa bande 350 long 1313 50 | Code No: 034532 | 0
TES034533 | BELT FOR TESA MICROHITE 600 | Code No: 034533 | 0
TES034650 | Ball Bearing |  | 0
TES03560063 | OFFSET CONTACT TYP. LG 12MM | TESA-03560063 | 0
TES038281 | Clavier A Membrane FCT.2D |  | 0
TES038282 | Clavier A Membrane NUM-2D |  | 0
TES03939040 | TESA micro-hite Coordinate Measuring |  | 0
TES03960089 | PC Dmis demo port lock USB type |  | 0
TES04430008 | TESATRONIC |  | 0
TES047018 | Washer |  | 0
TES04761046 | Cable Opto - RS | TESA-04761046 | 0
TES04761049 | CABLE OPTO-RS 232 |  | 0
TES04761052 | RS 232 Cable |  | 0
TES04761054 | Tesa Power Adapter | Code No: 04761054 | 0
TES04761055 | Tesa Cable Europe | Code No: 04761055 | 0
TES04761062 | Opto -USB |  | 0
TES04761064 | USB Receiver + SimKey Software |  | 0
TES04761065 | Opto Transmitter |  | 0
TES04981001 | Tesa Data Direct Advanced |  | 0
TES053078 | Bearing DURICT |  | 0
TES05331054 | Horiz Spirit Level 150 0.02 | TESA-05331054 | 0
TES05331058 | Horiz. Spirit Level 200 0,02 |  | 0
TES05331250 | Tubul Spirit Level 80 0.1 | TESA-05331250 | 0
TES05331750 | Tesa Inclinometer Measurement | Code No: 05331750 | 0
TES05710093 | VERIBOR LIGHT 18-150MM | TESA-05710093 | 0
TES06030010 | Micromaster Easy 0-30ML | TESA-06030010 | 0
TES06030020 | MICROMASTER IP54 0-30 | TESA-06030020 | 0
TES06030021 | MICROMASTER IP54 25-50 | TESA-06030021 | 0
TES06030022 | MICROMASTER IP54 50-75 | TESA-06030022 | 0
TES06030023 | MICROMASTER IP54 75-100 | TESA-06030023 | 0
TES06030030 | MICROMASTER RS IP54 0-30 | TESA-06030030 | 0
TES06030034 | Micromaster Small Measuring su | TESA-06030034 | 0
TES06030041 | Digimatic Disc Micrometer |  | 0
TES06430000 | Printer |  | 0
TES0651511036 | Mikechex Gauge Blocks Sets Metric (11 | Piece Set - Mikechex M11) | 0
TES0651512111 | Ind. Gauge Block 0.5mm/Grd2 |  | 0
TES0651512121 | ind. Gauge Block 1.0mm/Grd2 |  | 0
TES06719000 | COMBINATION SQUARE SET | TESA-06719000 | 0
TES06830212 | TESA-VISIO 300 | TESA-6830212 | 0
TES06830404 | Visio 200 Man Tesavista Fixed Obj 2X |  | 0
TES06930010 | TESA Rugosurf | TESA-06930010 | 0
TES06930011 | RUGOSURF 10G |  | 0
TES06930011P | RUGOSURF 10G + SOFTWARE | TESA-06930011P | 0
TES06930013 | Tesa Surface Roughness Measurement | Code No: 06930013 RugoSuRf 20 | 0
TES06960033 | Rugosurf Printer |  | 0
TES06960034 | RUGOSURF 10G SOFTWARE |  | 0
TES06960036 | SB10/60 Stylus |  | 0
TES06960040 | SB 50 Probe |  | 0
TES074111366 | DIAL TEST INDIC. 312-1 | TESA-074111366 | 0
TES074111370 | Dial Test Indicator 312-B-1 | TESA-074111370 | 0
TES074115587 | THICKNESS INDICATOR | TESA-074115587 | 0
TES074115643 | THICKNESS INDICATOR | TESA-074115643 | 0
TES081725026 | 3-Point micrometer |  | 0
TES0951751585 | FLAT SQUARE 100 X 70 CLASS 0 | TESA-0951751585 | 0
TES0951751587 | FLAT SQUARE 150X 100 CLASS 0 | TESA-0951751587 | 0
TES0951753013 | ROCH THICKNESS GAUGE | TESA-0951753013 | 0
TES0951753014 | ROCH THICKNESS GAUGE | TESA-0951753014 | 0
TES0951753045 | Roch Screw Gage Pitch ISO 60 |  | 0
TES0951753046 | Roch Screw Gage Pitch WW55 |  | 0
TES108006 | Dia: 0.15mm, L=.494", M1.4 | CONTACT POINT TES108006 | 0
TES108012 | Dia: 0.30mm, L=.494", M1.4 | CONTACT POINT TES108012 | 0
TES108015 | Dia: 0.015" L=.494", M1.4 | CONTACT POINT TES108015 | 0
TES108020 | Dia: 0.50mm, L=.494", M1.4 | CONTACT POINT TES108020 | 0
TES353 | DIAL GAUGE 0,01 MM | TESA-353 | 0
TES512K | DIAL GAUGE 0,01 MM | TESA-512K | 0
TES71115887 | MIC. Etalon 260 0-25 |  | 0
TESA |  |  | 0
TESA2007/2008 | TESA Catalog – 2007/2008 |  | 0
TESAHILIGHT | TESA Highlight Catalog |  | 230
TESAHITS | TESA Hits Catalog |  | 400
TESTBLOCKTH170 | TIME Test Block For TH170 |  | 0
TESTTUBE16X100MM | Test Tube, PP with screw cap, | round bottom,Size:16 x 100mm,13ml | 0
TESTTUBEBRUSH | Test Tube Brush,270X15X120mm cotton end |  | 0
TFA 30.1034 | TFA Laboratory Thermometer - Freezer | Model: 30.1034 | 0
TFA STOP WATCH | Hitrac Go'Stop Watch | Model: 38.2016 | 0
TFA14.1004.60 | TFA Thermometer For Oven | Stainless steel,70x75mm, Temp 0...300°C | 0
TFA14.1500 | TFA Digital cooking thermo-timer | Model:14.1500 | 0
TFA14.4006 | TFA Freezer-Fridge Thermometer | 60mm dia,35mm Item No: 14.4006 | 0
TFA30.1018 | Pocket-digitemp Dgt Probe Thermometer | Item No: TFA-30.1018 | 0
TFA30.1033 | TFA Digital Thermometer with Probe | Model: 30.1033 | 0
TFA-30.1034 | TFA Laboratory Thermomete-Fridge | Code No: 30.1034, -50 to +70°C | 0
TFA30.1034 | TFA Laboratorty Freezer Thermometer | Code No: 30.1034 | 0
TFA-30.1042 | TFA Digital Freezer-Fridge-Thermometer | Code No: 30.1042, -30 to 50°C | 0
TFA30.1043.02 | TFA Digital Max-Min Thermometer | Code No:30.1043.02 | 0
TFA30.1048 | TFA Digital Probe Thermometer | Code No: 30.1048 | 0
TFA30.5010 | TFA Digital Thermo Hygrometer | “KLIMA GUARD”(Dew Point)Code No:30.5010 | 0
TFA30.5013 | Digital Thermo-Hygrometer | Brand: TFA Part No: 30.5013 | 0
TFA30.5015 | TFA Digital Thermo-hygrometer,min-max | 30.5015, memory,-50/+70°C,20-99%RH | 0
TFA30.5024 | TFA Digital Thermo-Hygrometer 30.5024 | Outdoor 2M cable (temperature) | 0
TFA30.5031 | TFA Digital Thermo-Hygrometer,30.5031 | Temperature,Humidity & Clock | 0
TFA38.2008 | Digital Countdown Timer & Stopwatch | Brand: TFA Model: 38.2008 | 0
TFA38.2010 | TFA Digital Countdown Timer & | Stop Watch Item No: 38.2010 | 0
TFA38.2021 | TFA Dgt Countdown Timer & Stopwatch | Code No: 38.2021 | 0
TFA45.2003 | TFA Dial Type Thermohygrometer | Item No: 45.2003 | 0
TFA45.2005 | TFA Analogue Type Thermo-Hygrometer | temperature & humidity,Model 45.2005 | 0
TH130CABLE | PRINTER CONNECTION CABLE FOR | TH130 (TA510) | 0
TH140PROBE | PROBE FOR TH140 |  | 0
TH210FJ | TH210FJ/Platform |  | 0
TH27R | THERMO HYDROGRAPH ISUZU | MODEL : TH-27R | 0
TH300DIAMONDIND | STANDARD DIAMOND INDENTER FOR TH300 |  | 0
TH300HANDLE | HANDLE FOR TH300 |  | 0
TH310 | Milwaukee Pocket Thermometer | Model:TH310 | 0
TH500 | WEIFO Temperature & Humidity Chamber | Model: TH500 | 0
THERCONCEN306 | Thermocouple connector for Center 306 |  | 0
THERMALHEADK265 | THERMAL HEAD FOR K265 HANGING SCALE |  | 0
THERMALHEADK265F | THERMAL HEAD SET FOR DIBAL K265 | FLAT TYPE | 0
THERMALPAPERR57M | Thermal Paper Roll 57mm |  | 0
ThermalProbeL8" | Thermal Probe, L=8" |  | 0
THERMAPAPERNAGAT | MINI PRINTER PAPER ROLL- | thermal type(nagata) | 0
THERMOCONCEN306 | thermocouple connector for Center 306 |  | 0
THERMOCOUPLE1MET | High Temperature Thermo Couple | Type-K 1Meter Temp up to 500 Degree | 0
THREADGAUGE10-32 | Thread Gauge | Size:10-32 STI | 0
THREADGAUGE4-40 | Thread Gauge | Size:4-40 STI | 0
THREADGAUGE5/16 | Thread Gauge | Size:5/16-18 STI | 0
THREADGAUGE8-32 | Thread Gauge | Size:8-32 STI | 0
THREADM4X0.7-6H | Thread Plug Gauge (Go & Nogo) | Size: M4 X 0.7-6H | 0
THREADM5X0.8-5H | Thread Plug Gauge M5x0.8-5H | "GO" Thread 17mm Length | 0
THREADM5X0.85H | Thread Plug Gauge M5 X 0.8-5H | C/W Conformance Certificate | 0
THREADM8X1.25-8H | Thread Plug Gauge M8x1.25-8H | "GO" Thread 17mm Length | 0
THREADM8X1.258H | Thread Plug Gauge M8 X 1.25-8H | C/W Conformance Certificate | 0
TIME2511 | TIME Coating Thickness Gauge | Model:2511,Magnetic Induction(F) | 0
TIME5106 | Time Portable Hardness Tester | Code No: 5106 | 0
TIME5120 | Time Portable Hardness Tester | Model:5120 | 0
TIME7120 | Time Vibration Pen | Model: 7120 | 0
TIMECABLE | PRINTER CONNECTION CABLE FOR | TIME PRODUCT | 0
TIME-D-IMPACT | D Integrated impact device for HLN11A . |  | 0
TIMEF&WTEST | TIME Friction and Wear Testing Ver 1.0 |  | 0
TIMEGENERAL | TIME General Catalog – tebal |  | 36
TIMEHARDNESS | TIME Hardness Tester Series Ver1.0 |  | 0
TIMEHLN11A | Portable Hardness Tester | obsolete | 0
TIMEHVS30 | TIME Dgt Vickers Hardness Tester | Model: HVS-30 | 0
TIME-IMPACTBODYD | INPACT BODY D C/W CARBIDE BALL |  | 0
TIMEMATERIALTEST | TIME Materials Testing Machine Ver 4.0 |  | 0
TIMEPROBE5P10 | Time Transducer 5PØ10 |  | 0
TIMEPROBE7P6 | Time TT Series Probe, 7PØ6 |  | 0
TIMEROPE | TIME ROPE |  | 0
TIMES7PØ6 | Time Transducers 7PØ6,Small diameter | 0.75~60mm,Ø15x2.0mm(steel) | 0
TIMESPRING | TIME Spring Testing Ver1.0 |  | 0
TIMET1213EL | PORTABLE INFRARED THERMOMETER | T1213EL | 0
TIMETA220S | TIME TA220S |  | 1
TIMETA230 | TIME Micro-Printer | Model:TA230 | 0
TIMETA610 | TA610 stand |  | 0
TIMETH110 | Portable Hardness Tester | Brand: Time Model; TH110 | 0
TIMETH110BATTEY | BATTERY SET FOR TIME TH110 (4 batterie) |  | 0
TIMETH120 | Portable Roughness Tester TH120 | Model: TH120 | 0
TIMETH130 | TIME Portable Hardness Tester | Model: TH-130 obsoleted replaced TH-170 | 0
TIMETH134 | Portable Hardness Tester | Brand: Time Model: TH134 | 0
TIMETH140 | Portable Hardness Tester | Brand: Time Model: TH-140 | 0
TIMETH150 | Portable Hardness Tester | Brand: Time Model: TH150 | 0
TIMETH160 | Portable Hardness Tester | Brand: Time Model: TH-160 | 0
TIMETH170 | TIME Portable Hardness Tester | Model: TH170 | 0
TIMETH172 | TIME Portable Hardness Tester | Model: TH172 | 0
TIMETH174 | TIME Portable Hardness Tester | Model: TH174 | 0
TIMETH200 | Portable Rubber Hardness Tester | Brand: Time Model: TH-200 | 0
TIMETH200FJ | TIME TH200FJ |  | 0
TIMETH210 | TIME Portable Hardness Tester | Model: TH210 (Shore D) | 0
TIMETH220 | TIME Portable Rubber Hardness Tester | Model: TH220 (Shore A) | 0
TIMETH300 | TH300 Diamond Indenter |  | 0
TIMETH300DIAIND | TIME TH300 DIAMON INDENTER |  | 0
TIMETH320 | Benchtop Rockwell Hardness Tester | Brand: Time Model: TH320 | 0
TIMETH500 | Bench Type Rockwell Hardness Tester | Brand: Time Model: TH500 | 0
TIMETH600 | Bench Type Rockwell Hardness Tester | Brand: Time Model: TH600 | 0
TIMETH720 | Digital Vickers Hardness Tester | Brand: Time Model; TH720 | 0
TIMETH722 | Brinell Rockwell Vickers Hardness Tester | MODEL :TH722( HBRVU-187.5) | 0
TIMETI120 | PORTABLE INFRARED | THERMOMETER TI120 | 0
TIMETI200 | Time Infrared Thermomter | Model: TI200 Range: -20ºC~700ºC | 0
TIMETI210 | Time Infrared Thermometer | Model: TI210 (Range: -20ºC~1200ºC) | 0
TIMETR100 | Surface Portable Roughness Tester | Brand: TIME Model: TR100 | 0
TIMETR110 | TIME Surface Roughness Tester | Model:TR110 | 0
TIMETR200 | Surface Portable Roughness Tester | Brand: TIME Model: TR200 | 0
TIMETR210 | Time Surface Roughness Tester | Model: TR210 | 0
TIMETT100 | Portable Ultrasonic Thickness Gauge | Brand:Time Model:TT100 | 0
TIMETT110 | Portable Ultrasonic Thicknesss Gauge | Brand:Time Model: TT110 | 0
TIMETT120 | Portable Ultrasonic Thickness Gauge | Brand: Time Model:TT120 | 0
TIMETT130 | Portable Ultrasonic Thickness Gauge | Brand:Time Model:TT130 | 0
TIMETT140 | TIME Ultrasonic Thickness Gauge | Model: TT140 | 0
TIMETT210 | TIME Coating Thickness Gauge | Model: TT210 | 0
TIMETT211 | Portable Coating Thickness Gauge | Brand:Time Model:TT211 | 0
TIMETT2170 | TIME Ultrasonic Thickness Gauge | Code No; TT2170, 0.006-0.787"(0.15-20mm) | 0
TIMETT220 | Portable Coating Thickness Gauge | Brand: Time Model:TT-220(Ferrous) | 0
TIMETT230 | Portable Coating Thickness Gauge | Brand: Time Model:TT230(Non-Ferrous) | 0
TIMETT260 | Time Portable Coating Thickness Gauge | Model: TT260 ((Ferrous & Non-Ferrous) | 0
TIMETT260+F | Portable Coating Thickness Gauge(F PRBE) | TT260 WITH F PROBE | 0
TIMETT270 | Time Coating Thickness Gauge | Code No: TT270 | 0
TIMETT300 | Time Ultrasonic Thickness Gage | Model:TT300 | 0
TIMETT500 | TIME Ultrasonic Thickness Gauge | Model:TT500,A-scan Mode | 0
TIMETT700 | Portable Digital Ultrasonic Thickness | Brand: Time Model: TT700 | 0
TIMETV110 | Vibration Tester | Brand:Time Model:TV110 | 0
TIMETV110+P | Vibration Tester With Printer | Brand:Time Model:TV110+Printer | 0
TIMETV120 | Time Vibration Tester | Code No: TV120 | 0
TIMETV200 | Vibration Pen | Brand:Time Model:TV200 | 0
TIMETV220 | Time Vibration pen | Model: TV220 | 0
TIMETV260 | Vabration Pen |  | 0
TIMETV300 | Vibration Tester | Brand:Time Model:TV300 | 0
TIMETV310 | TIME Vibration Tester | Model:TV310 | 0
TK750E | JVC CCD JTK-750E |  | 0
TKC1310E | 1/3" JVC Color Digital CCD Camera | TK-C1310E | 0
TKC1480BF | 1/3" Color Digital CCD Camera | TK-C1480BF | 0
TKC1481BEG | JVC CCD Camera | Model: TK-C1481BEG | 0
TKC700E | JVC CCD CAMERA |  | 0
TKC751EG | JVC CCD TK-C751EG |  | 0
TKC9201E | JVC colour video camera |  | 0
TKC920E | JVC Color Video Camera | Code No: TKC920BE | 0
TKC921EG | JVC colour video camera TK-C92 |  | 0
TM50 | TOOL MAKER SCOPE TM-50 |  | 0
TM50NOMICROHEAD | TM50 WITHOUT MICROHEAD |  | 0
TMA101G | 10" JVC MONITOR TM-A101G |  | 0
TMA14PN | 14" JVC MONITOR TM-A14PN |  | 0
TNJ10 | Shimpo Digital Torque Meter | Model: TNJ-10 Range: 0.000~±10.00Nm | 0
TNJ5 | Shimpo Torque Meter | Code No: TNJ5,5Nm | 0
TNP10 | Shimpo Torque Tester |  | 0
TNP-5 | Shimpo TORQUE METER (Demo unit) | Model: TNP-5 | 0
TNP5 | Shimpo Digital Torque Tester | Model: TNP-5 | 0
TNX-2 | Shimpo Torque Meter | Model: TNX-2 | 0
TOHBTG-60CN-S | Tohnichi Torque Gage With Pointer |  | 0
TOHBTG90CN-S | Tohnichi Troque Gauge | Model: BTG90CN-S | 0
TOHNICHI10FTD2-S | "Tohnichi" Dial Indicating Torque | Screwdriver with Memory Pointer,10FTD2-S | 0
TOHNICHIDB6N4S | Tohnichi Torque Wrench | Code No: DB6N4-S, 0.6~6N.mx0.1N.m | 0
TOKDTA500 | Tokyo Seiki Dial Tension Gage DTA-500 |  | 0
TOKDTB10 | Tokyo Seiki Tension Gage Model |  | 0
TOKDTB100 | Tokyo Seiki Tension Gage Model |  | 0
TOKDTB150 | Tokyo Seiki Tension Gage Model |  | 0
TOKDTB30 | TOKYO SEII-DIAL TENSION GAUGE | DTB30 | 0
TOKDTB300 | Tokyo Seiki Tension Gage Model | DTB300 | 0
TOKDTB50 | TOKYO SEII-DIAL TENSION GAUGE | DTB50 | 0
TOKDTB500 | TOKYO SEII-DIAL TENSION GAUGE | DTB500 | 0
TONICHI 3RTD | Torque Wrench 3RTD | Cap: 3kgf.cm,grad:0.02kgf.cm | 0
TONICHI 6RTD | Torque Wrench 6RTD | cap: 6kgf.cm,grad:0.05kgf.cm | 0
TONICHI26RTD | TONICHI Torque Wrench | Model:26RTD,Range:6-26Kgf.cm | 0
TONYLONADAPTOR | TO MACHINE NYLON ADAPTOR | 32mmODX23.24mmODX32mmL | 0
TOP TECH |  |  | 0
TOP2011 | TOP TECH Catalog |  | 6
TOP8PAGES | TOP TECH 8 Pages Catalog |  | 0
TOPHOLDERVORTEXD | Custom Made Special Top Holder | for Mecmecin Vortex-D | 0
TOPLEDRFP3020 | Top LED Light For RFP-3020 | Code No: TOPLEDRFP3020 | 0
TOPLSP500 | TOPEX LSP- 500 |  | 0
TOPPSM300 | TOPEX PSM 300 |  | 0
TOPTECH503001 | Top Tech Black Phenolic Powder, | Packing: 25kg | 0
TOPTFV300 | TOPEX TFV-300(CAMERA) |  | 0
TOPTVM300 | TOPEX VIDEO MAGNIFIER TVM-300 |  | 0
TORQUEBIT1.27MM | 1.27mm Torque Bit |  | 0
TORQUEBIT1.5MM | 1.5mm Torque Bit |  | 0
TORQUESCREWDRIVE | Torque Screw Driver | Brand:MECMESIN,Size:TS1.5–1.5N.m | 0
TOWERLIGHT12VDC | TOWER LIGHT 12VDC |  | 1
TP200 | TP200 NEW LOW FORCE MODULE |  | 0
TP46K | PROBE L SHAPE SURFACE PROBE | TP-46K | 0
TPKTHERMOPROBE | TYPE K TERMO PROBE DIAMETER 4X6 INCH | C/W ADAPTOR,SPRING+K MINIATURE PLUG | 0
TR1106A | TR-1106A |  | 0
TR1106APIANTENA | TR-1106A Printer Indicator Antena |  | 0
TRANSF12V | TRANSFORMER 12V |  | 0
TRANSF12VCKR30 | CKR-30 TRANSFORMEN 12V |  | 0
TRANSFORMER | STEP DOWN TRANSFORMER W/O CASING | I/P: 415V O/P: 380V CAP: 8KW (3Phase) | 0
TRAVELINGMICROS | Traveling Microscope |  | 0
TREADGAUGE1/4-20 | Thread Gauge | Size:1/4-20STI | 0
TRHC035T | TR-HC-03 5T |  | 0
TRHC03CSCAANT | TR-HC-03 Crane Scale Antena |  | 0
TS130Pickup | TS 130 Pick-up forT TR 200/210 |  | 0
TSI-9515 | TSI Air Velocity Meter | Model: 9515 | 0
TT100/5MHz1.0S | TT100 Probe 5MHz1.0 -STRAIGHT |  | 0
TT100/5P10/90D | TT100 Transducers | Item No: TT100/5P10/90D | 0
TT100/5Pè10/90ø | TT100 Probe 5MHz10 -BENT= (5Pè |  | 0
TT100/SZ2.5P | TT100 Probe 2.5MHz -BENT(SZ2.5 |  | 0
TUNGSTENBULB20W | TUNGSTEN BULB, 20W |  | 0
TV300COMCABLE | Communicating cable for TV300 |  | 0
TVCARDXPERT | TV CARD XPERT DVD MAKER USB 2 |  | 0
TW323L | Shimadzu Top-Loading Balances | Model: TW323L Cap: 320g x 0.001g | 0
TW423L | Shimadzu UniBloc Electronic Balance | TW423L,420gx0.001g,Auto-calibration | 0
TWEEZERHOLDER | TWEEZER HOLDER (2) |  | 1
TWNADPT500MA | 500MA AC-DC Adaptor |  | 0
TX2202 | UniBloc Top-Loading Balances | TX2202 | 0
TX2202L | Shimadzu UniBloc Electronic Balance | Model: TX2202L Cap: 2200g x 0.01g | 1
TX223 | UniBloc Top-Loading Balances | TX223 | 0
TX3202L | Shimadzu UniBloc Top-Loading Balance | Model: TX3202L Cap: 3200g x 0.01g | 1
TX323L | UniBloc Top-Loading Balance ø110mm | Shimadzu Model: TX323L Cap: 320gx0.001g | 3
TX4202L | Shimadzu UniBloc Electronic Balance | Model: TX4202L Cap: 4200g x 0.01g | 1
TX423L | Shimadzu UniBloc Electronic Balance | Model: TX-423L Cap: 420gx0.001g ø110m | 1
TXB2201L | Shimadzu Balance | Model: TXB2201L, 2200gx0.1g, ø160 | 0
TXB422L | Shimadzu Top Loading Balance | Model: TXB422L Cap:420g x 0.01g | 0
TXB6201 | Shimadzu Top-Loading Balance | MODEL: TXB6201 Cap: | 0
TXB6201L | Shimadzu Electronic Balance | Model : TXB 6201L Cap: 6200g x 0.1g | 2
TXB622 | Top-Loading Balances | TXB622 | 0
TXB622L | Shimadzu Electronic Balance | Model: TXB622L,Cap:620g x 0.01g,ø110mm | 1
TXC323 |  |  | 2
TYPE THERMOMETER | Type K Thermometer Probe C/W Handle, | Wire & Mini Male Connector | 0
TYPEK4.8MMDX36"L | Type K Thermocouple Probe,4.8MMDX36"L | C/W Handle,Qire & Male Connector200Deg C | 0
TYPEK6MMD500MML | TYPE K Probe 6MM-D X 500MM-L | C/W Plastic Handle,Cable & Male C | 0
TYPEK750MMD6MM | Type K 750mm Immersion Probe-50C~700C | Immersion Probe,Dia-6mm | 0
TYPEKL600MM | Type K Immersion Probe,-50~700°C,L-600mm | handel,spiral cable&male miniature connt | 0
TYPEKL6MMDX450MM | Type K L Shape immersion probe | 6mmDx450mmL + 1450mmL with Handle,Sprial | 0
TYPEKSCREEN2MTR | Type K Screen Cable S.Weld T/Couple | 2MTR Cable Length C/W Omega Male | 0
TYPEKSCREEN8MTR | Type K Screen Cable S.Weld T/Couple | 8MTR Cable Length C/W Omega Male | 0
U508 | Unitta Belt Tension Meter | Model: U508 | 0
UCABACKLIGHT | BACK LIGHT FOR UCA015 |  | 0
UF110 | Memmmert Force Vertical Oven | Model:UF110,110litre | 0
UFZ-C620 | HUPSON 600L FREEZER (2DOOR) | NOTE:MATSUSHITA COMPRESSOR | 0
ULTRASONICGEL | Ultrasonic Gel |  | 0
UM500KGF | MINIATURE TENSION LOAD CELLS 500kg |  | 0
UMA200KGF | Miniature Tension Load Cells |  | 0
UMHKDENSITYPCB | Description Ensity PCB For Umh-k300g |  | 0
UMK500 | Dacell Loadcell |  | 0
UMS13APLUGTOP | UMS 13A Plug Top C/W SIRIM |  | 0
UNILARMSTD12MM | UNIVERSAL HEAVY DUTY LONG ARM | WITH 12MM BASE | 0
UNILARMSTD14MM | UNIVERSAL HEAVY DUTY LONG ARM | with 14mm Base | 0
UNILARMSTD16MM | UNIVERSAL HEAVY DUTY LONG ARM | WITH 16MM Base | 0
UNILONGARMGCLAMP | UNIVERSAL HEAVY DUTY LONG | ARM with "G-Clamp" | 0
UNILONGARMSTD | UNIVERSAL HEAVY DUTY LONG ARM | COMPLETE SET | 0
UNILONGCLAMP12MM | UNIVERSAL LONG ARM G-CLAMP(12mm) |  | 0
UPAA15KG2G | pricing scale 15kgx2g-(double layer pan) |  | 0
UPAA30KG5G | pricing scale 30kgx5g-(double layer pan) |  | 0
UPAA6KG1G | pricing scale 6kgx1g- (double layer pan) |  | 0
UPGRADEPS3000 | PS3000 JULY 2010RC Datachip with new | KEYBOARD OVERLAY | 0
USBCONVERTER | USB CONVERTER |  | 1
USBMODULEKIM1510 | usb DRO module for KIM1510E |  | 0
USBRS232CONVERT | USB TO SERIAL RS232 CONVERTER | Code No: USBRS232CONVERT | 0
USBSCALE | USB PARCEL SCALE 30KG |  | 0
USCELLLOADCELL | USCELL LOADCELL | MODEL: MBS, CAPACITY :500IB | 0
UV062-65055-05 | DEUTERIUM LAMP,L2D2,L-6380 F/UV | Code No: UV062-65055-05 | 0
UV1240MINI | Shimadzu UV VIS Spectrophotometer | Model: UV1240 Mini (Standalone) | 0
UV1280 | Shimadzu, UV-VIS Spectrotometer | with 2 pcs starna UV1280 | 1
UV1800 | UV-1800 VIS Spectrophotometer, | with 2 pcs Starna Quartz,10mm,pathlength | 1
UV-30A | 3ft UV Lamp | Model:UV-30A | 0
UVFLUO240V | UV FLUORESCENT LIGHT SET 240V |  | 0
UVLED | UV LED LIGHT SET |  | 0
UW1020H | Shimadzu Unibloc Elec Balance | Model: UW1020H,1020gx0.001g | 0
UW2200H | UniBloc Top-Loading Balances UW2200H | 2200g x 0.01g with internal wei | 0
UW220H | UniBloc Top-Loading Balances | with internal weight 220g x 0.001g | 0
UW4200H | UniBloc Top-Loading Balances UW4200H | 4200g x 0.01g with internal wei | 0
UW4200S | UniBloc Top-Loading Balances UW4200S | 4200g x 0.1g with internal weig | 0
UW420H | UniBloc Top-Loading Balances UW420H | 420g x 0.001g with internal wei | 0
UW420S | UniBloc Top-Loading Balances UW420S | 420g x 0.01g with internal weig | 0
UW6200H | Shimadzu UniBloc Top-Loading Balances | with bulit-in Calibration weight | 0
UW620H | UniBloc Top-Loading Balances UW620H | 620g x 0.001g with internal we | 0
UW8200S | UniBloc Top-Loading Balances UW8200S | 8200g x 0.1g with internal weig | 0
UW820S | UniBloc Top-Loading Balances UW820S | 820g x 0.01g with internal wei | 0
UX1020H | Shimadzu Unibloc Elec Balance | Model: UX1020H Cap:1020g x 0.001g | 1
UX2200H | Shimadzu UniBloc Top-Loading Balance | Model: UX2200H Cap: 2200g x 0.01g | 0
UX220H | Shimadzu UniBloc Top-Loading Balance | Model: UX220H Cap: 220gx0.001g | 0
UX3200G | Shimadzu UniBloc Top-Loading Balance | Model: UX3200G Cap: 3200gx0.01g | 0
UX320G | Shimadzu UniBloc Top-Loading Balance | Model: UX320G Cap: 320gx0.001g | 1
UX4200H | Shimadzu UniBloc Top-Loading Balance | Model: UX4200H Cap: 4200g x 0.01g | 0
UX4200S | Shimadzu UniBloc Top-Loading Balance | Model: UX4200S Cap: 4200g x 0.1g | 0
UX420H | Shimadzu UniBloc Top-Loading Balance | Model: UX420H Cap: 420gx0.001g | 0
UX420S | Shimadzu UniBloc Top-Loading Balance | Model: UX420S Cap: 420gx0.01g | 0
UX6200H | Shimadzu UniBloc Top-Loading Balance | Model: UX6200H Cap: 6200gx0.01g | 0
UX620H | Shimadzu UniBloc Top-Loading Balance | Model: UX620H Cap: 620gx0.001g | 1
UX8200S | Shimadzu UniBloc Top-Loading Balance | Model: UX8200S Cap: 8200gx0.1g | 0
UX820H | Shimadzu electronic balance | Code No: UX820H | 0
UX820S | Shimadzu UniBloc Top-Loading Balance | Model: UX820S Cap: 820gx0.01g | 0
UXF50086V | Ultra-low temperature freezer,-86°C | Model:REVCO,UXF50086V Cap:682L | 0
UXF70086V | Ultra-Low Temperature Freezer,-86°C | Model: Revco, UxF70086V, 949Liter | 0
VBLOCK1509060MM | V Block 150mm x 90mm x 60mm | 2pcs/Set | 0
VC50CELY | VC-50 CELY |  | 2
VC50LCDDICPLAY | LCD DISPLAY FOR VC50 |  | 0
VC6020 | Constance VC Series Vacuumn Oven | Model: VC6020 (25Litre)Int 300x300x275mm | 0
VC6020RUBBER | BLACK RUBBER BUTTON OF VC6020 |  | 0
VC6021 | VACUUM CHAMBER | VC6021 | 0
VC6050 | Constance Vacuum Oven,Temp up to 250°C | Model: VC6050,53L,415x370x345mm | 0
VC6051 | Constace Vacuum Oven | Model:VC6051,Cap:53Litre,10-200°C | 0
VC6090 | Constance Vacuum Oven,Temp up to 250°C | Model: VC6090,Cap:91L,450x450x450mm | 0
VC6210 | Constance Vacuum Oven,Temp Up to 250°C | Model:VC6210,211Liter,560x590x640mm | 0
VD310IND150KG | DIBAL (VD 310 INDICATOR) ) | 150KGX10XG | 0
VD310IND300KG | DIBAL (VD 310 INDICATOR) ) | 300KGX20XG | 0
VD310SS4SETPOINT | VD310ss+4 SETPOINT (analog and | wiring done) 300kg | 0
VD310SSCP1 | VD310 SS CP1 |  | 0
VERILUX400 | Multi-light Color Comparasion Cabinet |  | 0
VERTEXV4V | Vertex V-Block Model: V-4V |  | 0
VGACONVERTER | VGA Converter |  | 1
VIDEO FAN | 120MM X 120MM X 25MM 12VDC |  | 0
VINO-LITE | Vino-Lite Digital Microscope 413t | AM-413T | 0
VISCOSITY CUP 4 | Viscosity Cup | "Hudson” Zahn cup no.4 | 0
VM10 | 10" COLOR MONITOR | VM-10 | 0
VM12 | 12" B/W MONITOR |  | 4
VM14 | 14 " CCTV COLOUR MONITOR (GKB) |  | 1
VM9 | 9" B & W MONITOR |  | 0
VMSCALGAUGE | VMS CALIBRATION GAUGE |  | 1
VMSD | VMS-D 2010G |  | 0
VMV35 | VERTEX VISE VMV-35 |  | 0
VSCOPEOVBS10MM | Videoscope Orion OVBS with 10mm x 1m |  | 0
VSCOPEOVBS4MM | Videoscope Orion OVBS with 4mm x 1m |  | 0
VSCOPESCVBS1M | Voyager videoscope SKU:SCVBS Length 1m |  | 0
VSCOPESCVBS5.5MM | SCVBS 5.5 mm diameter x 1 meter probe |  | 0
VSCOPEWCVBS10MM | Videoscope centauri WCVBS with 10mmx1m |  | 0
W016200012 | SHINNA S.S RULE12I/300MM W016-200-012) |  | 0
W5370003OE | Witospensor "LABMAX",Range 2,0-10,0 ml | Subdiv.0,25ml, W/o Air Purging | 0
W5370004OE | WITOSPENSOR "LABMAX", ADJ RANGE 5,0-25, |  | 0
W5370005OE | WITOSPENSOR "LABMAX", | ADJ RANGE 10,0-50,0ML, | 0
W5370006OE | Witeg Dispensor 10.0 - 100.0 | Code No: W5370006OE | 0
W5370014OE | WITEG LABMAX 2.5-25 | Brand: Witeg Model: W5370014OE | 0
W5370803 | Bottle-Top Dispenser Labmax Airless | Range 2,0-10,0 ML,Subdivision:0,20 ML | 0
W5370804 | BOTTLE-TOP DISPENSER LABMAX AIRLESS, | ADJRANGE 5,0 - 25,0 ML | 0
W5371525 | MINISPENSOR 250 + 500 UL, | 2 X FIXVOLUME DISPENSER | 0
W5371950 | MINISPENSOR 500 + 1000ul, | 2X FIXVOLUME DISPENSER, | 0
W5380001 | WITOPED XP For Pipettes 0,1~100ml |  | 0
W5380006 | FILTER FOR WITOPED XP(SPARE,SET OF 5) |  | 0
W5381000 | WITOPED ECO |  | 0
W5382000 | WITO Pipette Controller. |  | 0
W5382004 | WITO Pipettierhelfer Color-Code ROT | VON 0.1BIS 100ml | 0
W5401010 | MICROLITER PIPETTES, "WITOPET", | TYPE FIX 10 UL, | 0
W5401010D | Single channel,economy | Brand: Witeg Model: W5401010D | 0
W5401020 | MICROLITER PIPETTES, "WITOPET", | TYPE FIX 20 UL, | 0
W5401020D | WITOPET -single channel,economy | Brand: Witeg Model: W5401020D | 0
W5401050 | MICROLITER PIPETTES, "WITOPET", | TYPE FIX 50 UL, | 0
W5401050D | WITOPET -single channel,economy | Brand: Witeg Model: W5401050D | 0
W5401100 | MICROLITER PIPETTES, "WITOPET", | TYPE FIX 100 UL, | 0
W5401100D | WITOPET -single channel,economy | Brand: Witeg Model: W5401100D | 0
W5401910 | MICROLITER PIPETTES, "WITOPET", | TYPE FIX 1000ul, | 0
W5401910D | WITOPET -single channel,economy | Brand: Witeg Model: W5401910D | 0
W5402002D | Witopet Variable Economy |  | 0
W5402010D | MICROLITER PIPETTE, "WITOPET" VARIABLE, | VOLUME 0,5-10 | 1
W5402020D | MICROLITER PIPETTES, "WITOPET VARIABLE" | VOLUME 2-20 | 0
W5402100 | MICROLITER PIPETTES "WITOPET" VARIABLE, | VOLUME 10-100 ?l | 0
W5402100D | MICROLITER PIPETTES "WITOPET" VARIABLE, | VOLUME 10-100 | 0
W5402200D | Witopet Dgt Pipettes 20-200ul | Brand: Witeg Model: W5402200D | 0
W5402901 | MICROLITER PIPETTES "WITOPED", VARIABLE | VOLUME 100-1000 | 1
W5402901D | MICROLITER PIPETTES "WITOPET", VARIABLE | VOLUME 100-1000 | 0
W5402950D | MICROLITER PIPETTES VOLUME 1000-5000ul | Brand: Witeg Model: W5402950D | 0
W5406107 | Witeg Pipette Rack 'Witopet" | Itewm no: W5406107 | 0
W5406109 | Witeg Micropipette Stand,Carussel,for | up to 6 Pipettes W5406109 | 0
W5406205 | Witeg Stand,Labrack | Item No: W5402605 | 0
W5408010 | PIPETTE TIPS, PP, 0,5 - 20 UL, NEUTRAL, | PACK = 1000 PCS | 0
W5408200 | PIPETTE TIPS, PP, 2-200 uL, YELLOW, | PACK = 1000 PCS. | 0
W5410000 | PIPETTE TIPS, PP,BLUE, 100 - 1000 | PACK OF 1000 PIECES | 0
W5497050OE | Titrex-DGT Burette,Standard,0-50ml | Resolution 0,01ml,W/O Air-Purging system | 0
W5526001GR | LABORFLASCHEN 1000ML. GL 45 |  | 0
WB-11 | Witeg Digital Precise Water Bath | Cat No:DH.WB000111 Model:WB-11 | 0
WB-22 | WiseBath WB Digital Precise Water Bath | Brand:Witeg,Model:WB-22 | 0
WBC102 | Shimadzu Windbreak |  | 0
WDW-100E | Time Universal Testing Machine | Model: WDW-100E | 0
WDW50ECABLE | Cable for WDW50E |  | 0
WDW5E | TIME TENSILE TESTER, MODEL:WDW-5E |  | 0
WESTLAB35224 | Westlab pH 4.01 Buffer Solution,1L | Model:35224 | 0
WESTLAB35227 | Westlab pH 7.01 Buffer Solution,1L | Model:35227 | 0
WESTLAB35228 | Westlab pH 10.01 Buffer Solution,1L | Model:35228 | 0
WESWR204A | WESTOP WR-204A |  | 0
WESWR205D | WESTOP DUROMETER WR-205D |  | 0
WHITEMAGKNOB | WHITE MAGNIFIER KNOB |  | 0
WHW-C10A | Witeg Analog Compact Temp.Controller | Model:WHM-C10A | 0
WINDIRCABLE | Windows Direct Cable For UX Series | 25-9Pin | 1
WINDIRCABLEFORTX | window direct cable for tx series |  | 0
WINXPPROLICENSE | LICENSE FOR WINDOW XP PRO |  | 0
WIRE MESH GRIP | Wire Mesh (P-2) | -Total 6 diameter supply | 0
WIT2011 | WITEG General Catalog Labware – tebal |  | 1
WITEG-F5 | WITEG Digital Muffle Furnaces | Cap: 4.5Lit 1000°C | 0
WITEG-MSH-20D | WITEG Digital Hotplate Stirrer | Model:MSH-20D,180x180mm | 0
WITEG-MSH-20DSET | WITEG Digital Hotplate Stirrer package | Model:MSH-20D-Set,Item No:DH.WMH03021 | 0
WITLIQUIP | WITEG Liquip Handling Catalog |  | 0
WITOPERTUBE10100 | Pipette Tube range: 10-100(ul) |  | 0
WITOPET0.2-2.0 | Witopet Volume Range: ul 0.2-2.0 | Brand: Witeg | 0
WNB 22 SC | Waterbath | Capacity: 22L Dia:350x290x220mm | 0
WNB-14 | Memmert Water Bath with Gable Cover | Model:WNB-14 | 0
WRTX5X50 | Wera Torx Bit 1/4" Item Code:WR TX5X50 |  | 0
WS6B | Coaxial Reflected Illuminator | Stereo Microscope WS-6B | 0
WSB-30 | WiseBath®WSB Shaking Water Baths | Brand:WITEG Model:WSB-30 | 0
WSB-45 | Witeg WiseBath®WSB Shaking Water Baths | Item No: WSB-45 | 0
WUC-A03H | Witeg Analog Ultrasonic Cleaners | Cap:3.3 Lit,Cat No:DH.WUC.A03H | 0
WUC-A10H | "Witeg" Wise-Clean Analog Ultrasonic | Cleaner Part No:DH.WUC-A10H | 0
WVR-3000 | Automatic Voltage Regulator | Brand: TNK Model: WVR-3000 | 0
X16-3 | Leaf Magnifier 1 0X Model: X16-3 | Model: X16-3 | 0
XCST50CE | CCD CAMERA, Brand : Sony(Japan) | Model : XC-ST50CE | 0
XDS1APHOTOTUBE | XDS-1A Inverted Microscope Photo | tube | 0
XJL201 HEAD |  |  | 0
XMTD-8222 | Controller For FCG Series | Code No: XMTD-8222 | 1
XS101 | BIOLOGICAL BINOCULAR | MICROSCOPE XS 101 | 0
XS101BULB20W | XS101 Replacement Bulb (230V 20W) |  | 0
XS101COLLECTOR | Collector for XS101 |  | 0
XS101T | BIOLOGICAL TRINOCULAR | MICROSCOPE XS-101T | 1
XS2100 | BIOLOGICAL BINOCULAR | MICROSCOPE XS-2100 | 0
XS2107T | BIOLOGICAL TRINOCULAR | MICROSCOPE XS-2107T | 0
XS2800 | BIOLOGICAL BINOCULAR | MICROSCOPE XS2800 | 0
XS2800CCDM0.5X | PHOTO TUBE AND C-MOUNT COUPLIN | 0.5 FOR XS2800 | 0
XS2800NO100XOBJ | XS2800 without 100x objective lens | RMS,Data Longgor,RS-232 ,software & LEDh | 0
XS2800STAND | microscope stand for XS2800 |  | 0
XS2803CCD0.5X | 0.5xCCD adapter for XS-2803/ | XS912N | 0
XS2803CMOUNT | C-mount Coupling For XS2803 | XS901 | 0
XS2803SLRCOUPLER | 35mm Coupling for Biological M | XS2803 | 0
XS2803T | BIOLOGICAL TRINOCULAR | MICROSCOPE XS-2803 | 1
XS5C | EDUCATION BIOLOGICAL | MICROSCOPE XS-5C | 0
XS810 | BIOLOGICAL BINOCULAR | MICROSCOPE XS-810 | 0
XS901N | BIOLOGICAL BINOCULAR | MICROSCOPE XS-901N | 0
XS901NHEAD | HEAD OF XS901N |  | 0
XS901NSTAND | STAND OF XS901N |  | 0
XS912N | BIOLOGICAL TRINOCULAR | MICROSCOPE XS-912N | 0
XS912NDARKFIELD | Dard Field Condenser Oil for XS912N |  | 0
XS912T | BIOLOGICAL TRINOCULAR | MICROSCOPE XS-912T | 0
XTBHEAD | XTB- Bino scope head |  | 0
XTL | XTL ZOOM TRINOCULAR |  | 0
XTL3300T | XTL-3300 TRINOCULAR | MICROSCOPE | 0
XTL3300THEAD | XTL3300T microscope head only |  | 0
XTLLOCALADJLIGHT | XTL Adjustable Lighting (Local | WITH POWER SUPPLY | 0
XTX4 | MICROSCOPE | XTX-4 | 0
XY200X150MM3015 | XY TABLE FOR CPJ3015,200X150mm |  | 0
XYSLIDERBIO | BIOLOGICAL MICROSCOPE XY SLIDE |  | 0
XYTABLE | XY TABLE FOR X:700MM,Y=250MM,Z=200MM |  | 0
XYTABLE25X25 | XY TABLE FOR SCOPE 25mmX 25mm travel | without digital micrometer head | 0
XYTABLE5050ROT | XY TABLE FOR SCOPE 50 X 50 | C/W ROTARY | 0
XYTABLE75X55 | XY TABLE FOR SCOPE (75mm x55mm | div 0.1mm) | 1
XYTABLEDIG25X25 | XY TABLE FOR SCOPE WITH DIGITAL | MICROMETER 25mm x 25mm TRAVEL | 0
XYTABLEDIG50x50 | XY TABLE FOR SCOPE WITH DIGITA L | MICROMETER 50mm x 50mm | 0
XYTABLEHVS30 | XY Table For Digital Vickers Hardness | Tester HVS 30 | 0
XZ1DONUT | DONUT OF XZ-1 |  | 0
XZ1NEW | ZOOM LENS | NEW XZ-1(ZOOM LENS) | 0
XZ1OLD | ZOOM LENS | OLD XZ-1 (ZOOM LENS) | 0
XZ1OLDADAPTOR | Zoom Len (old type) XS-1 adaptor |  | 0
XZ1OLDAUXCOUPLER | AUXILIARY LENS COUPLING FOR XZ | (OLD) | 0
XZ1OLDDONUTSMALL | Old Type Zoom Lens Holder (donut | small hole rack & pinion | 0
XZ1STAND | RACK & PINION & STAND OF XZ-1 |  | 0
Y100B | Biological Binocular Microscope | Brand: Rax Vision Model: Y100B | 1
Y100DCA1 | Digital Biological Microscope | Brand: Rax Vision Model: Y100DCA1 | 0
Y100DCA2 | Digital Biological Microscope | Brand: Rax Vision Model:Y100DCA2 | 0
Y100DCC1 | Digital Biological Microscope | Brand: Rax Vision Model: Y100DCC1 | 0
Y100DCC2 | Digital Biological Microscope | Brand: Rax Vision Model: Y100DCC2 | 0
Y100EYEEW10XBIG | 10x eyepiece for Y100 (BIGGER) |  | 0
Y100EYEWF10X | EYEPIECE WF10X/20 FRO Y100 |  | 0
Y100EYEWF20X | EYEPIECE WF20X/10 FOR Y100 |  | 0
Y100HEAD | HEAD OF BIOLOGICAL BINOCULAR | MICROSCOPE Y-100 | 0
Y100LED | MICROSCOPE Y100 WITH LED | Model: Y100LED | 0
Y100STAND | Microscope Y100 Stand | Code No: Y100STAND | 0
Y100UISPLAN | Y100UIS, w/inifine Plan obj.,large stage | Model: Y100UISPLAN | 0
Y100XYTABLE | XY TABLE FOR Y100 |  | 0
Y103GEARSET | UP/DOWN COMPLETE GEAR SET for Y103 | Code No: Y103GEARSET | 0
Y103LED | Y100S LED (pls refer to file attached) |  | 0
Y103SLRCOUPLER | 35mm SLR camera coupling for Y103 |  | 0
Y103STAND | Y103 Stand |  | 0
Y103T | Biological Trinocular Microscope | Brand: Rax Vision Model: Y103T | 0
Y103THEAD | HEAD OF BIOLOGICAL TRINOCULAR | MICROSCOPE Y103T HEAD | 0
Y103UIS | Y103 UIS (Universal Infinity System) | Trinocular Microbiological Microscope | 0
YAM HV-200 | YAMATO TEST BLOCK HV-200 |  | 0
YAMHRBS62 | Yamamoto Test Block HRB-62 |  | 0
YAMHV700 | Yamamoto Test Block HV-700 |  | 0
YAXISCPJ3015Z | Y Axis Linear Scale For Profile | Projector CPJ-3015Z | 0
YC7 | NCK Dial Caliper Gage Model: YC-7 |  | 0
YELLOWFILTER31.7 | YELLOW FILTER DIA.31.7MM |  | 0
YK-80AM | Lutron Metal Vane Anemometer | Model: YK-80AM | 0
Z046013 | MICROSCOPE ST 60 Head | Z046013 | 0
Z144 | Surface Light Lens |  | 0
Z-AXIS | Presetter ZIP-50 Indicator Type |  | 0
ZEAL06500 | HYDROMETER GENERAL PURPOSE WAX TYPE | RANGE :0-10 | 0
ZEAL06501 | HYDROMETER GENERAL PURPOSE WAX TYPE | RANGE :10-20 | 0
ZEALHYDROMETER | ZEAL Gravity Hydrometer | Range: 0.800 - 1.000 | 0
ZM391TV | CAMERA TV OUTPUT | ZM-391TV | 0
ZM391USB | CAMERA USB OUTPUT | ZM-391USB | 0
ZOOMLENCMOUNT | Zoom Lens C-mount |  | 0
ZOOMLHOLDZTXE | Zoom lens donut holder (ZTX-E |  | 0
ZTX3E | STEREOZOOM TRINOCULAR | ZTX-3E | 0
ZTX3ECOUPLING | ZTX-3E Coupling |  | 0
ZTXE | Stereozoom Binocular Microscope | Brand: Rax Vision Model: ZTX-E | 0
ZTXEBASE | ZTX-E Base |  | 0
ZTXEBILSTAND | ZTX-E-BUILT IN LIGHTING STAND |  | 0
ZTXEEARM | E-ARM FOR ZTX-E |  | 0
ZTXEEYEADJPIN | ZTX-E EYEPIECE ADJUSTMENT PIN |  | 0
ZTXEEYESLIDE | EYEPIECE SLIDE TUBE OF ZTX-E |  | 0
ZTXEHEAD | ZTXE HEAD ONLY |  | 0
ZTXELIGHTSTDNORP | ZTX-E Built in Lighting stand | w/o rack & pinion | 0
ZTXELIGHTSTDNOTL | ZTX-E Built in Lighting stand | w/o Top Lighting | 0
ZTXENOE | STEREOZOOM MICROSCOPE | ZTX-E NO EYEPIECE | 0
ZTXEPRISMLENLFT | left side prism lens (ZTX-E) |  | 0
ZTXEPRISMLENRGT | RIGHT side prism lens (ZTX-E) |  | 0
ZTXERACKPINION | RACK & PINION FOR ZTX-E |  | 1
ZTXESTAND | ZTX-E STAND |  | 1
ZTXESTDNORP | ZTX-E STAND W/O RACK & PINION |  | 0