## Sheet1
Item No | Description | Description 2 | Onhand
OPEN |  |  | -34
1420E-03 | Filter element assembly |  | 0
179 | Fluke Digital Multimeter Model: 179 |  | 0
0200 | Flat plug (6,3x0,8) M4 45? | Brand : Hettich, Cat no. :0200 | 0
0203 | Rubber bearing | Brand : Hettich, Cat no. :0203 | 0
0212 | Rotary knob | Brand : Hettich, Cat no. :0212 | 0
0217 | Motor EM 70-30,220V 5600/min | Brand : Hettich, Cat no. :0217 | 0
0232 | Straddling-knob with closing | Brand : Hettich, Cat no. :0232 | 0
0236 | Rubber foot | Brand : Hettich, Cat no. :0236 | 0
0237 | Connecting cable | Brand : Hettich, Cat no. :0237 | 0
0239 | Rubber bearing | Brand : Hettich, Cat no. :0239 | 0
0242 | Speed indicator (0-6000) | Brand : Hettich, Cat no. :0242 | 0
0243 | Switchboard | Brand : Hettich, Cat no. :0243 | 0
0244 | Panel | Brand : Hettich, Cat no. :0244 | 0
0250 | Angle-rotor 8x15 ml with | Brand : Hettich, Cat no. :0250 | 0
0253 | Rotary knob | Brand : Hettich, Cat no. :0253 | 0
0264 | Cone clamp | Brand : Hettich, Cat no. :0264 | 0
0266 | Connector | Brand : Hettich, Cat no. :0266 | 0
0273 | Connector | Brand : Hettich, Cat no. :0273 | 0
0276 | Carbon brush V511, 5x6x13mm | Brand : Hettich, Cat no. :0276 | 0
0278 | Connecting cable | Brand : Hettich, Cat no. :0278 | 0
0286 | Micro switch | Brand : Hettich, Cat no. :0286 | 0
0287 | Nut for #0231 | Brand : Hettich, Cat no. :0287 | 0
0288 | Knurled nut | Brand : Hettich, Cat no. :0288 | 0
0305 | Motor cover | Brand : Hettich, Cat no. :0305 | 0
0500 | Tube 9 ml, cylindrical, ungraduated | Brand : Hettich, Cat no. :0500 | 0
0501 | Tube 6 ml, cylindrical, ungraduated | Brand : Hettich, Cat no. :0501 | 0
0502 | Tube 15 ml pointed conical, ungraduated | Brand : Hettich, Cat no. :0502 | 0
0503 | Tube pointed conical ungraduated up to 1 | Brand : Hettich, Cat no. :0503 | 0
505 | RTD THEMOMETER MODEL:505 |  | 0
0507 | Tube 15 ml, cylindrical, ungraduated | Brand : Hettich, Cat no. :0507 | 0
0508 | Chrome bath tube, 30 ml, graduated in RO | Brand : Hettich, Cat no. :0508 | 0
0512 | Brand : Hettich, Cat no. :0512 | Bottle with screw cap 750 ml | 0
0513 | 50ml Falcon Tube, Graduated | Cat No: 0513 (per 500 pcs.) | 0
0515 | Tube 15 ml, conical, ungraduated |  | 0
0516 | Tube 15 ml, conical, graduated |  | 0
0518 | 15ml Glass Tube, graduated | Cat No: 0518 | 0
0519 | Brand: Hettich, Cat no:0519 | Tube 25 ml, cylindrical, ungraduated | 0
0521 | Brand : Hettich, Cat no. :0521 | Tube 50 ml, cylindrical, ungraduated | 0
0523 | Brand : Hettich, Cat no. :0523 | Tube 100 ml, cylindrical, ungraduated | 0
0525 | Brand : Hettich, Cat no. :0525 | Tube 250 ml, cylindrical, ungraduated | 0
0526 | 100ml Glass Tube, Ungraduated | Cat No: 0526 | 0
0528 | Brand : Hettich, Cat no. :0528 | ASTM-tube 100ml, graduated, pear-shaped | 0
0529 | Brand : Hettich, Cat no. :0529 | Chrome bath tube, 30 ml, graduated in RO | 0
0530 | Brand : Hettich, Cat no. :0530 | Tube 250 ml, cylindrical, ungraduated | 0
0531 | ASTM-tube 100 ml, graduated, conical | Brand : Hettich, Cat no. :0531 | 0
0532 | Brand : Hettich, Cat no. :0532 | Schlenk tube 25 ml with ground cap | 0
0533 | Brand : Hettich, Cat no. :0533 | Schlenk tube 50 ml with ground cap | 0
0534 | Brand : Hettich, Cat no. :0534 | Chrome bath tube 30 ml, self-supporting | 0
0535 | Brand : Hettich, Cat no. :0535 | Stopper for glas tube 0534 | 0
0536 | Microliter tubes 2.0ml, PP, | (per 1,000pcs) Cat No:0536 | 0
0538 | Brand : Hettich, Cat no. :0538 | Tube 94 ml, PC, with thread | 0
0539 | Brand : Hettich, Cat no. :0539 | Screw cap for 0538 | 0
0545 | Tube 30 ml, cylindrical, ungraduated | Cat No: 0545 | 0
0546 | Tube 50 ml, cylindrical, ungraduated | Cat No: 0546 | 0
0547 | Brand : Hettich, Cat no. :0547 | Tube 85 ml, cylindrical, ungraduated | 0
547 | CYLINDRICAL UGRADUATED TUBES 85ML |  | 0
0548 | Brand : Hettich, Cat no. :0548 | Tube 75 ml, cylindrical, ungraduated | 0
0549 | Brand : Hettich, Cat no. :0549 | Tube 85 ml, cylindrical, PC | 0
549 | CYLINDRICAL PP TUBES 85ML |  | 0
0550 | Brand : Hettich, Cat no. :0550 | Bottle 2000ml with screw cap in 4595 | 0
0551 | Brand : Hettich, Cat no. :0551 | Bottle with screw cap 600 ml | 0
0552 | Brand : Hettich, Cat no. :0552 | Disposable Pasteur pipettes 0,5 ml (1,00 | 0
0553 | Tubes 5ml for 12x75mm, round bottom | (1000pcs/pack), Cat No: 0553 | 0
0578 | Brand : Hettich, Cat no. :0578 | Tube 7 ml, cylindrical, ungraduated (100 | 0
0700 | Brand : Hettich, Cat no. :0700 | Rubber insert for tubes 6 ml, cylindrica | 0
0701 | Rubber Insert | * for tube 1.1-1.4/9ml | 0
0702 | Brand : Hettich, Cat no. :0702 | Rubber insert for tubes 15 ml, conical ( | 0
0715 | Brand : Hettich, Cat no. :0715 | Rubber insert for tubes 15 ml | 0
0716 | Rubber Insert, Cat No: 0716 |  | 0
719 | Orbital Shaker |  | 0
0726 | Brand : Hettich, Cat no. :0726 | Rubber insert for tubes 25 ml in 0426, 1 | 0
0751 | Brand : Hettich, Cat no. :0751 | Rubber insert for tubes 50 ml in 1331, 5 | 0
0761 | Brand: Hettich, Cat no: 0761 | Rubber Insert For 100ml Tube | 0
0765 | Brand : Hettich, Cat no. :0765 | Rubber insert for chrome bath tubes 0534 | 0
0766 | Brand : Hettich, Cat no. :0766 | Rubber insert for tubes 250 ml | 0
0768 | INSERT SET,10PCS, FOR TUBES 13X75MM |  | 0
0769 | Brand : Hettich, Cat no. :0769 | Rubber insert for ASTM-tubes 100 ml coni | 0
0770 | Brand : Hettich, Cat no. :0770 | Rubber insert for ASTM-tubes 50 ml, pear | 0
0771 | Brand : Hettich, Cat no. :0771 | Rubber insert for ASTM-tubes 100 ml, pea | 0
0772 | Brand : Hettich, Cat no. :0772 | Rubber insert for ASTM-tubes 100 ml coni | 0
0773 | Brand : Hettich, Cat no. :0773 | Rubber sheet 4 mm | 0
0778 | Brand : Hettich, Cat no. :0778 | Rubber sheet 4 mm | 0
0783 | Brand : Hettich, Cat no. :0783 | Rubber sheet 20 mm for bucket | 0
0786 | Brand : Hettich, Cat no. :0786 | Rubber sheet 4 mm for bucket | 0
0788 | Brand: Hettich, Cat No: 0788 | Insert set (15 pcs/pc)0.5ml tubes | 0
0789 | Brand : Hettich, Cat no. :0789 | Rubber sheet for adapter | 0
0790 | Brand : Hettich, Cat no. :0790 | Rubber sheet 3 mm f. 5120, 5121, 6319 in | 0
0791 | Brand : Hettich, Cat no. :0791 | Balancing plate 45g-50g for blood bags | 0
0903 | Brand : Hettich, Cat no. :0903 | Modification kit for centri- | 0
0905 | Brand : Hettich, Cat no. :0905 | Cable tie 102 mm | 0
0910 | Brand : Hettich, Cat no. :0910 | HETTINFO Basic kit 1, 230V for max. 8 pa | 0
0911 | Brand : Hettich, Cat no. :0911 | HETTINFO Extension kit A 230V | 0
0912 | Brand : Hettich, Cat no. :0912 | HETTINFO Basic kit 2, 230V for max. 15 p | 0
0913 | Brand : Hettich, Cat no. :0913 | HETTINFO Extension kit B 230V | 0
0914 | Brand : Hettich, Cat no. :0914 | Online kit for connecting additional cen | 0
0915 | Brand : Hettich, Cat no. :0915 | External barcode kit 230V | 0
0920 | Brand : Hettich, Cat no. :0920 | Software for HETTINFO data report system | 0
0930 | Brand : Hettich, Cat no. :0930 | Bar code kit for ROTIXA 50 centrifuges | 0
0950 | Brand : Hettich, Cat no. :0950 | Bar code kit for ROTO SILENTA 630RS | 0
1004 | EBA 21, Benchtop centrifuge | BRAND: HETTICH, CAT NO: 1004 | 0
1006 | ROTOLAVIT BENCHTOP CENTRUFUGE | BRAND: HETTICH, CAT NO: 1006 | 0
1012 | Brand : Hettich, Cat no. :1012 |  | 0
1013 | Brand : Hettich, Cat no. :1013 | Rotor 6-place without buckets | 0
1015 | Brand : Hettich, Cat no. :1015 | Angle rotor 12 x 15 ml for MIKRO 22R | 0
1016 | 6-PLACE ANGLE ROTOR | Cat No: 1016 | 0
1019 | Adapter for 1 x 3 ml tubes | Brand: Hettich, Cat No: 1019 | 0
1020 | Brand : Hettich, Cat no. :1020 | Swing-out rotor 8-place without buckets | 0
1022 | Brand : Hettich, Cat no. :1022 |  | 0
1023 | Brand : Hettich, Cat no. :1023 | Hematocrit rotor with lid for 24 capilla | 0
1025 | Swing-out rotor 4 x 15 ml c/w buckets | Angle: 45? | 0
1048 | Brand : Hettich, Cat no. :1048 | Swing-out rotor 4-place with cyto bucket | 0
1055 | Brand : Hettich, Cat no. :1055 | Bucket, 15 ml | 0
1057 | Brand : Hettich, Cat no. :1057 | Support ring and rubber insert for tube | 0
1058 | ADAPTER FOR DIA. 10MM X L105MM TUBE |  | 0
1063 | Adapter 1-place for 1,5-2,0 ml tubes, | Pediatric-tubes,BD-Microtube | 0
1071 | Brand : Hettich, Cat no. :1071 | Hematocrit capillaries 1.4 x 75 mm, per | 0
1072 | Brand : Hettich, Cat no. :1072 | Hematocrit capillaries 1.6 x 75 mm, per | 0
1089 | Brand : Hettich, Cat no. :1089 | Angle rotor 30 x 0.4-2.0 ml for EBA 21 a | 0
1095 | Brand : Hettich, Cat no. :1095 | Angle rotor 24 x 0.4/2.0 ml for EBA 21 a | 0
1102 | EBA 280 S BENCHTOP CENTRIFUGE | CAT NO: 1102 | 0
1105 | Brand : Hettich, Cat no. :1105 | MIKRO 22, Benchtop centrifuge, without r | 0
1110 | Brand : Hettich, Cat no. :1110 | MIKRO 22R, Benchtop centrifuge,refrig. w | 0
1114 | Brand : Hettich, Cat no. :1114 | Swing-out rotor 8-place without buckets | 0
1115 | Brand : Hettich, Cat no. :1115 | Swing-out rotor 6-place without buckets | 0
1116 | Angle rotor 6-Place | Cat No: 1116 | 0
1118 | Brand : Hettich, Cat no. :1118 | Rotor 12 x 5 ml with support for decanti | 0
1120 | Brand : Hettich, Cat no. :1120 | Rotor 8-place without buckets | 0
1122 | Brand : Hettich, Cat no. :1122 | Suspension 12 x 10 ml | 0
1123 | Brand : Hettich, Cat no. :1123 | Suspension 1 x 15 ml | 0
1126 | Brand : Hettich, Cat no. :1126 | Swing-out rotor 12-place without buckets | 0
1127 | Brand : Hettich, Cat no. :1127 | Suspension 1 x 1.6 - 5 ml | 0
1131 | Brand : Hettich, Cat no. :1131 | Suspension 1 x 1.6 - 6 ml | 0
1132 | Brand : Hettich, Cat no. :1132 | Suspension 1 x 4 - 10 ml | 0
1139 | Angle rotor 12-place |  | 0
1146 | swing-out rotor, 6-place |  | 0
1148 | Brand : Hettich, Cat No: 1148 | Swing Out rotor, 8-Place | 0
1154 | Brand : Hettich, Cat no. :1154 | Swing-out rotor 24 x 1.5 / 2.0 ml | 0
1157 | Brand : Hettich, Cat no. :1157 | Angle rotor 12 x 1.5 / 2.0 ml with lid | 0
1160 | 6-PLACE ANGLE ROTOR,PCR STRIPS | MODEL: 1160 | 0
1161 | Brand : Hettich, Cat no. :1161 | Drum rotor for 60 x 1.5 / 2.0 ml with li | 0
1162 | Brand : Hettich, Cat no. :1162 | Lid for rotor 1160 | 0
1189 | Brand : Hettich, Cat no. :1189 | Angle rotor 30 x 0.4-2.0 ml for MIKRO 22 | 0
1195 | Brand : Hettich, Cat no. :1195 | Angle rotor 24 x 0.4 - 2.0 ml for MIKRO | 0
1204 | MICROLITRE CENTRIFUGE, MIKRO 120 | BRAND: HETTICH, CAT NO: 1204 | 0
1212 | Brand : Hettich, Cat no. :1212 | Angle rotor 12-place for 0.2-2.0 ml for | 0
1218 | Brand : Hettich, Cat no. :1218 | Angle rotor 18-place for 0.2-2.0 ml for | 0
1224 | Brand : Hettich, Cat no. :1224 | Angle rotor 24-place for 0.2-2.0 ml for | 0
1242 | Angle rotor, 24-place for microlitre | tubes Cat No:1242 | 0
1252 | Brand: Hettich, Cat No: 1252 | ANGLE ROTOR 12-PLACE | 0
1258 | Brand: Hettich, Cat No: 1258 | Angle rotor 18-place for 0,2-2,0ml tube | 0
1260 | Brand : Hettich, Cat no. :1260 | Rubber foot | 0
1285 | Brand : Hettich, Cat no. :1285 | LS-frame for 6 slides in 1660 and 1452 | 0
1308 | Brand : Hettich, Cat no. :1308 | Suspension for 1 x 50 ml tubes | 0
1324 | Swing-out rotor 4-place | Brand : Hettich, Cat No: 1324 | 0
1326 | LS-frame for 12 x 4 ml tubes | Brand : Hettich, Cat no. :1326 | 0
1327 | LS-frame for 12 x 3 ml tubes | Brand : Hettich, Cat no. :1327 | 0
1329 | Adapter for 4 x 9 - 15 ml tubes | Brand : Hettich, Cat no. :1329 | 0
1330 | Adapter for 1 x 25 ml tubes | Brand : Hettich, Cat no. :1330 | 0
1331 | Adapter for 1 x 50 ml tubes | Brand : Hettich, Cat no. :1331 | 0
1334 | Rubber bearing | Brand : Hettich, Cat no. :1334 | 0
1339 | Adapter for 27 x 1 ml tubes | Brand : Hettich, Cat no. :1339 | 0
1342 | Locknut | Brand : Hettich, Cat no. :1342 | 0
1343 | Adapter for 9 x 3 ml tubes | Brand : Hettich, Cat no. :1343 | 0
1345 | Suspension for 1 x 45 ml tubes | Brand : Hettich, Cat no. :1345 | 0
1346 | Suspension for 2 x 20 ml tubes | Brand : Hettich, Cat no. :1346 | 0
1347 | Adapter 1 x 15 ml falcon tubes | Cat No: 1347 | 0
1348 | Brand : Hettich, Cat no. :1348 | Adapter for 4 x 4 - 10 ml tubes | 0
1351 | Brand : Hettich, Cat no. :1351 | Adapter for 5 x 1.5/2.0 ml tubes | 0
1356 | Brand : Hettich, Cat no. :1356 | Adapter for 3 x 15 ml tubes, conical (Fa | 0
1357 | Brand : Hettich, Cat no. :1357 | LS-frame for 30 x 1 ml tubes | 0
1358 | Brand : Hettich, Cat no. :1358 | Micro switch | 0
1363 | Brand : Hettich, Cat no. :1363 | Adapter for 1 x 25 ml tubes | 0
1365 | Brand : Hettich, Cat no. :1365 | Adapter for 1 x 30 ml tubes | 0
1366 | Brand : Hettich, Cat no. :1366 | Suspension, metal-reinforced in rotors 1 | 0
1370 | Brand : Hettich, Cat no. :1370 | Suspension for 5 x 9 ml tubes | 0
1377 | Brand : Hettich, Cat no. :1377 | LS-frame, 10-place for 1.5/2.0 ml tubes | 0
1378 | Brand : Hettich, Cat no. :1378 | LS-frame, 32-place for tubes 0.4 ml | 0
1379 | Brand : Hettich, Cat no. :1379 | LS-frame, 21-place for tubes 0.5 - 0.8 m | 0
1381 | CARRIER, CAT NO: 1381 | XXX, REPLACED BY 1481 | 0
1382 | Hygienic lid, Cat No: 1382 | XXXXXXXXXXXXX NEW CODE: 1492 | 0
1383 | ADAPTER FOR 1.6-7 ml TUBES | CAT NO: 1383 | 0
1384 | Adapter 1 x 50 ml falcon tubes | Cat No: 1384 | 0
1390 | Carrier, Cat No: 1390 | XXXXXXXXXXXXXX NEW CODE: 1490 | 0
1396 | Adapter for 1 x 85 ml tubes |  | 0
1398 | Brand : Hettich, Cat no. :1398 | Suspension in rotor 1324 | 0
1406 | BENCH-TOP CENTRIFUGE, REFRIGERATED | BRAND: HETTICH, MODEL: UNIVERSAL 320R | 0
1416 | Brand : Hettich, Cat no. :1416 | Angle rotor 12 x 15ml | 0
1417 | WELCH EXHAUST FILTER |  | 0
1418 | Angle Rotor 8-Place, Cat No: 1418 |  | 0
1420 | Brand : Hettich, Cat no. :1420 | 24-PLACE ANGLE ROTOR | 0
1421 | Brand : Hettich, Cat no. :1421 | Hygienic lid for suspension 1427 | 0
1425 | Carrier | Cat No: 1425 | 0
1427 | Brand : Hettich, Cat no. :1427 | Suspension in rotors 1724/1494 | 0
1430 | Carrier |  | 0
1431 | Brand : Hettich, Cat no. :1431 | Adapter for 7 x 9/15 ml tubes | 0
1432 | Brand : Hettich, Cat no. :1432 | Adapter for 36 x 1 ml tubes | 0
1433 | Brand : Hettich, Cat no. :1433 | Adapter for 14 x 3 ml tubes | 0
1434 | Brand : Hettich, Cat no. :1434 | Adapter for 12 x 6 - 7 ml tubes | 0
1435 | Brand : Hettich, Cat no. :1435 | Adapter for 2 x 25 ml tubes | 0
1436 | Brand : Hettich, Cat no. :1436 | Adapter for 1 x 50 ml tubes | 0
1437 | Brand : Hettich, Cat no. :1437 | Adapter for 1 x 100 ml tubes | 0
1438 | Brand : Hettich, Cat no. :1438 | Adapter for 7 x 1.6 - 7 ml tubes | 0
1439 | Brand : Hettich, Cat no. :1439 | Adapter for 4 x 9 - 10 ml tubes | 0
1441 | Brand : Hettich, Cat no. :1441 | Adapter for 7 x 4 - 10 ml tubes | 0
1442 | Adapter for 15ml falcon tube | Cat No: 1442 | 0
1443 | Adapter for 50ml falcon tube | Cat No: 1443 | 0
1444 | Brand : Hettich, Cat no. :1444 | Adapter for 9 x 1.5/2.0 ml tubes | 0
1446 | Adapter for 50ml tubes | Cat No: 1446 | 0
1447 | Adapter for 30ml tubes | cAT nO: 1447 | 0
1448 | Brand : Hettich, Cat no. :1448 | Adapter for 2 x 10 ml tubes | 0
1449 | Brand : Hettich, Cat no. :1449 | Adapter for 1.5 ml tubes | 0
1450 | Brand : Hettich, Cat no. :1450 | Hematocrit rotor with lid for 24 capilla | 0
1451 | Brand : Hettich, Cat no. :1451 | Adapter for 1 x 15 ml tubes | 0
1452 | Brand : Hettich, Cat no. :1452 | Suspension, Cyto, fitting into rotor 172 | 0
1453 | Brand : Hettich, Cat no. :1453 | Suspension for microtitre plates, fittin | 0
1454 | ADAPTER FOR 50ML FALCON TUBE | CAT NO: 1454 | 0
1457 | Brand : Hettich, Cat no. :1457 | Adapter for 7 x 1.1 - 1.4 ml tubes | 0
1458 | Brand : Hettich, Cat no. :1458 | Adapter for 1 x 1,1-1,4 ml blood collect | 0
1459 | Brand : Hettich, Cat no. :1459 | Adapter for 4 x 4 - 8.2 ml tubes | 0
1460 | Swing-out rotor 2-place for microtitre | plates in 1401/1406 Cat No:1460 | 0
1461 | Brand : Hettich, Cat no. :1461 | Adapter for 4 x 4 - 8.2 ml tubes | 0
1463 | Brand : Hettich, Cat no. :1463 | Adapter for 1 x 50 ml tubes | 0
1467 | Brand : Hettich, Cat no. :1467 | Insert for 4 x 12/15 ml tubes in rotor 1 | 0
1468 | Insert for 1 x 50 ml tubes in rotor 1418 | Cat No: 1468 | 0
1469 | Brand : Hettich, Cat no. :1469 | Support plate for 1 PCR-plate 96-well | 0
1470 | Brand : Hettich, Cat no. :1470 | Cyto chamber with slide holder, fitting | 0
1471 | Brand : Hettich, Cat no. :1471 | Cyto chamber with sealing,1 x 8 ml (from | 0
1475 | Brand : Hettich, Cat no:1475 | Cyto chamber with sealing, 2 x 8 ml (fro | 0
1479 | digital scale (brand TANITA) model 1479 | RANGE: 300G X 0.1G | 0
1481 | Brand: Hettich, Cat No: 1481 | Carrier * Replacement for 1381 | 0
1482 | Brand : Hettich, Cat no:1482 | Adapter in suspension 1398 f. 7.5-15 ml | 0
1483 | Brand : Hettich, Cat no. :1483 | Adapter in suspension 1398 f. 15 ml tube | 0
1484 | Brand : Hettich, Cat no. :1484 | Adapter in suspension 1398 f. 50 ml tube | 0
1485 | Support plate for 1 PCR-plate 96-well |  | 0
1490 | CARRIER, CAT NO: 1490 | * New Replacement for 1390 | 0
1492 | Brand: Hettich, Model: 1492 | Hygenic Lid * Replacement for 1382 | 0
1494 | Swing-out rotor 4-place | Cat No: 1494 | 0
1495 | Carrier |  | 0
1501 | KIBRON Set of DyneProbes, 8 pcs |  | 0
1579 | digital scale (brand TANITA) model 1579 | RANGE: 200G X 0.01G | 0
1583 | tanita digital type baby scale | model : 1583. cap=20kg | 0
1611 | Brand : Hettich, Cat no. :1611 | Swing-out rotor 8-place w/o buckets f. 1 | 0
1612 | Brand : Hettich, Cat no. :1612 | Angle rotor 12 x 1.5-2.0 ml f. 1401, 140 | 0
1613 | ANGLE ROTOR 12-PLACE | CAT NO: 1613 | 0
1615 | Brand : Hettich, Cat no. :1615 | Angle rotor 12 x 15 ml f. 1401, 1406 | 0
1617 | Swing-out rotor 8-place | Cat No: 1617 | 0
1619 | Swing-out rotor 6-place c/w suspensions | for tubes, conical (Falcon type) | 0
1626 | Swing-out rotor 6-place for cyto-buckets | Cat No: 1626 | 0
1631 | Adapter for 15 ml Falcon Tubes | Cat No: 1631 | 0
1632 | Brand : Hettich, Cat no. :1632 | Adapter for 3 x 7 ml tubes | 0
1633 | Brand: Hettich, Cat no:1633 | Adapter for 1 x 25 ml tubes | 0
1634 | Brand : Hettich, Cat no. :1634 | Adapter for 1 x 50 ml tubes | 0
1635 | Adapter for 15ml Glass Tube | Cat No: 1635 | 0
1641 | Adapter for 50 ml Falcon Tubes | Cat No: 1641 | 0
1643 | Brand : Hettich, Cat no. :1643 | Groove suspension 1 x 4 - 7 ml | 0
1644 | Brand : Hettich, Cat no. :1644 | Groove suspension 8 x 15 ml | 0
1645 | Brand : Hettich, Cat no. :1645 | Swing-out rotor 4-place for 1401, 1406 | 0
1646 | Adapter set for 50ml falcon tubes | Cat No: 1646 | 0
1647 | ADAPTER SET FOR 15ML FALCON TUBES |  | 0
1648 | Brand : Hettich, Cat no. :1648 | Swing-out rotor 8-place with cyto-bucket | 0
1650 | Brand : Hettich, Cat no. :1650 | Hematocrit rotor with lid for 24 capilla | 0
1660 | Cyto-Hygienic bucket | Cat No: 1660 | 0
1661 | Cyto-Hygienic lid for 1660 | Cat No: 1661 | 0
1662 | Brand : Hettich, Cat no. :1662 | Slide holder with adapter ring for cyto | 0
1663 | Brand : Hettich, Cat no. :1663 | Cyto chamber with sealing, 1 x 1 ml (fro | 0
1664 | Brand : Hettich, Cat no. :1664 | Cyto chamber with sealing, 1 x 2 ml (fro | 0
1665 | Cyto chamber with sealing, 1 x 4 ml | Cat No: 1665 (100pcs/pack) | 0
1666 | Brand : Hettich, Cat no. :1666 | Cyto chamber with sealing, 1 x 8 ml (fro | 0
1667 | Brand : Hettich, Cat no. :1667 | Cyto chamber with sealing, 3 x 2 ml (fro | 0
1668 | Brand : Hettich, Cat no. :1668 | Cyto chamber with sealing, 4 x 1 ml (fro | 0
1670 | Slide Carrier, Cat No: 1670 |  | 0
1671 | Brand : Hettich, Cat no. :1671 | Cyto angle chamber with sealing (from 10 | 0
1672 | Brand : Hettich, Cat no. :1672 | Cyto angle chamber with sealing (from 10 | 0
1673 | Brand : Hettich, Cat no. :1673 | Cyto angle chamber with sealing (from 10 | 0
1675 | Brand : Hettich, Cat no. :1675 | Filter cards 1-place (200 pcs.) | 0
1676 | Brand : Hettich, Cat no. :1676 | Filter cards 1-place (100 pcs.) | 0
1677 | Brand : Hettich, Cat no. :1677 | Filter cards 3-place (100 pcs.) | 0
1678 | Brand : Hettich, Cat no. :1678 | Filter cards 4-place (100 pcs.) | 0
1680 | Brand : Hettich, Cat no. :1680 | Cyto bucket for angle chamber | 0
1681 | Hettich ,adapter(black color) |  | 0
1689 | Brand : Hettich, Cat no. :1689 | Angle rotor 30 x 0.4-2.0 ml with aerosol | 0
1691 | Brand : Hettich, Cat no. :1691 | Filter cards 2-place (100 pcs.) | 0
1692 | Filter cards 2-place (200pcs/pack) | Cat No: 1692 | 0
1693 | Brand : Hettich, Cat no. :1693 | Filter cards 2 x 4-place (100 pcs.) | 0
1694 | Brand : Hettich, Cat no. :1694 | Filter cards 2 x 3-place (100 pcs.) | 0
1696 | Brand : Hettich, Cat no. :1696 | Filter cards 1-place (100 pcs.) | 0
1697 | Brand : Hettich, Cat no. :1697 | Filter cards 1-place (100 pcs.) | 0
1698 | Brand : Hettich, Cat no. :1698 | Filter cards 1-place (100 pcs.) | 0
1703 | Brand : Hettich, Cat no. :1703 | ROTINA 38, Benchtop centrifuge without r | 0
1706 | Bench-top centrifuge, Refrigerated | Brand: Hettich, Model: Rotina 380R | 0
1707 | Brand : Hettich, Cat no. :1707 | ROTINA 38R, Benchtop centrifuge refrig. | 0
1711 | Brand : Hettich, Cat no. :1711 | Drum rotor 6-place in ROTINA 38/38R | 0
1717 | Brand : Hettich, Cat no. :1717 | Swing-out rotor 10 x 50 ml conical (Falc | 0
1720 | 6-PLACE ANGLE ROTOR | CAT NO: 1720 | 0
1724 | Brand : Hettich, Cat no. :1724 | Rotor 4-place in ROTINA 38/38R | 0
1725 | Brand : Hettich, Cat no. :1725 | Rotor 4-place for microtiter plates | 0
1726 | Brand : Hettich, Cat no. :1726 | Rotor 6-place in ROTINA 38/38R | 0
1731 | Brand : Hettich, Cat no. :1731 | LS-frame for 2 x 25/30 ml tubes, conical | 0
1732 | Brand : Hettich, Cat no. :1732 | LS-frame for 8 x 7 ml tubes | 0
1733 | Brand : Hettich, Cat no. :1733 | LS-frame for 3 x 15 ml tubes | 0
1736 | Brand : Hettich, Cat no. :1736 | Adapter for 4 x 15 ml tubes, conical (Fa | 0
1737 | Brand : Hettich, Cat no. :1737 | Adapter for 1 x 50 ml tubes, conical, sk | 0
1738 | ADAPTER 8-PLACE FOR 4-15ML |  | 0
1741 | Brand : Hettich, Cat no. :1741 | Suspension for max. 10 x 9 ml tubes | 0
1745 | Brand : Hettich, Cat no. :1745 | Suspension for 2 x 25 ml tubes | 0
1746 | Adapter for 1 x 50 ml tubes |  | 0
1748 | Brand : Hettich, Cat no. :1748 | Swing-out rotor 8-place for cyto in ROTI | 0
1751 | Brand: Hettich, Cat No: 1751 | Lid with bio-containment | 0
1752 | Brand: Hettich, Cat No: 1752 | Carrier | 0
1753 | Suspension for microtitre plates | Cat No: 1753-A (new code) | 0
1754 | Brand: Hettich, Cat No: 1754 | Swing Out Rotor 4-Place | 0
1760 | Swing-out rotor 2-place for Microtitre | Plate | 0
1761 | Brand: Hettich, Cat No: 1761 | Adapter for 1.5-2.0 ml microlitre tubes | 0
1762 | Brand: Hettich, Cat No: 1762-A | Adapter for 2.7 - 7 ml tubes | 0
1763 | Brand: Hettich, Cat No: 1763 | Adapter for 4 - 15 ml tubes | 0
1764 | ADAPTER FOR 20 & 25ML ROUND TUBES | CAT NO: 1764 | 0
1765 | ADAPTER |  | 0
1766 | Brand: Hettich, Cat No: 1766 | Adapter for 100 ml tubes no. 0526 | 0
1767 | Adapter for 1x100ml(40x115mm)tube |  | 0
1768 | Adapter for 250ml Glass Tube |  | 0
1769 | Adapter for 250/290 ml bottle |  | 0
1771 | Adapter for 15 ml tubes, conical(Falcon) | Cat No : 1771-A | 0
1772 | Adapters fitting into suspension 1752 |  | 0
1778 | Adapter for 200ml tube | Cat No: 1778 | 0
1779 | ADAPTER FOR 25ML CONICAL-SKIRTING TUBES | CAT NO: 1779 | 0
1783 | Brand: Hettich, Cat No: 1783-A | Adapter for 1.6 - 7 ml tubes | 0
1789 | Brand : Hettich, Cat no. :1789 | Angle rotor 30 x 0.4-2.0ml for ROTINA 38 | 0
1790 | Brand : Hettich, Cat no. :1790 | Suspension for 250 ml in rotor 1794 | 0
1791 | Brand : Hettich, Cat no. :1791 | Insert for 250 ml bottle in suspension 1 | 0
1792 | Brand : Hettich, Cat no. :1792 | Angle rotor 6 x 94 ml in ROTINA 38/38R | 0
1793 | Brand : Hettich, Cat no. :1793 | Adapter for 2 x 50 ml tubes | 0
1794 | Brand : Hettich, Cat no. :1794 | Rotor 4-place in ROTINA 38/38R | 0
1796 | Brand : Hettich, Cat no. :1796 | Angle rotor 4-place in ROTINA 38/38R | 0
1798 | Brand : Hettich, Cat no. :1798 | Swing-out rotor 4-place in ROTINA 38/38R | 0
1802 | HETTICH EBA200S, Benchtop centrifuge | Come with standard angle rotor | 0
2002 | EBA 20, BENCHTOP CENTRIFUGE | BRAND: HETTICH, CAT NO: 2002 | 0
2023 | Adapter for microlitre tubes 0.5/0.8ml | Cat No: 2023 (6pcs/pack) | 0
2024 | Adapter for microlitre tubes 0.2/0.4ml | Cat No: 2024 (6pcs/pack) | 0
2029 | Brand : Hettich, Cat no. :2029 | Angle-rotor 12x1,5ml/2,2ml | 0
2031 | Adapter for microlitre tubes 1.5/2.0ml | Cat No.:2031 (6pcs per pack) | 0
2050 | Brand : Hettich, Cat no. :2050 | Hematocrite-plate 24-place | 0
2056 | Brand : Hettich, Cat no. :2056 | Hematocrit rotor 20-place in HEMATOCRIT | 0
2061 | Brand : Hettich, Cat no. :2061 | Hygienic rotor cpl. | 0
2071 | Brand : Hettich, Cat no. :2071 | Haematocrit rotor 24-place | 0
2077 | Brand : Hettich, Cat no. :2077 | Sealing putty for capillaries | 0
2078 | Microliter tubes 1.5ml, PP, | (per 1,000pcs) Cat No:2078 | 0
2079 | Brand : Hettich, Cat no. :2079 | Tube, cylindrical, ungraduated,10 ml, wi | 0
2080 | EBA 20S, BENCHTOP CENTRIFUGE WITH ROTOR | BRAND: HETTICH, CAT NO: 2080 | 0
2104 | HEMATOCRIT CENTRIFUGE, HAEMATOKRIT 210 | BRAND: HETTICH, CAT NO: 2104 | 0
2200 | MIKRO 220 , Bench-top centrifuge | BRAND: HETTICH, CAT NO: 2200 | 0
2205 | Mikro 220R Centrifuge, Refrigerated | Brand: Hettich, Cat No: 2205 | 0
2206 | Brand : Hettich, Cat no. :2206 | Buckling protection socket | 0
2207 | Brand : Hettich, Cat no. :2207 | Panel | 0
2212 | Brand : Hettich, Cat no. :2212 | Buffer | 0
2213 | Brand : Hettich, Cat no. :2213 | Support ring | 0
2218 | 12-PLACE ANGLE ROTOR | BRAND : HETTICH CAT NO: 2218 | 0
2219 | Brand : Hettich, Cat no. :2219 | Angle rotor 20-place, for cryo tubes 1.8 | 0
2226 | Brand : Hettich, Cat no. :2226 | Rotors ONLY for MIKRO 22 R Swing-out rot | 0
2231 | Brand : Hettich, Cat no. :2231 | Friction rubber 15,5x20,5x4 | 0
2251 | Brand : Hettich, Cat no. :2251 | Rubber foot d30x30 | 0
2253 | Brand : Hettich, Cat no. :2253 | Sealing ring | 0
2262 | Brand : Hettich, Cat no. :2262 | Fuse T 63mA (5x20) | 0
2266 | Brand : Hettich, Cat no. :2266 | Fuse T 6,3A (5x20) | 0
2341 | Brand : Hettich, Cat no. :2341 | Imbalance switch | 0
2353 | Brand : Hettich, Cat no. :2353 | Clamp | 0
2357 | Brand : Hettich, Cat no. :2357 | Square for micro switch | 0
2359 | Brand : Hettich, Cat no. :2359 | Hinge bolt | 0
2364 | Brand : Hettich, Cat no. :2364 | Terminal border (2-pole) | 0
2367 | Brand : Hettich, Cat no. :2367 | Upper part for 2011 | 0
2374 | Brand : Hettich, Cat no. :2374 | Fastening angle | 0
2376 | Brand : Hettich, Cat no. :2376 | Radio suppression filter 250V 3,3A | 0
2377 | Brand : Hettich, Cat no. :2377 | Radio suppression filter 250V 3,3A | 0
2378 | Brand : Hettich, Cat no. :2378 | Micro switch (imbalance) | 0
2384 | Brand : Hettich, Cat no. :2384 | Fuse F 1,25A (5x20) | 0
2385 | Brand : Hettich, Cat no. :2385 | Fuse F 5,0A (5x20) | 0
2388 | Brand : Hettich, Cat no. :2388 | Insert | 0
2400 | MIKRO 200, Benchtop Centrifuge | BRAND: HETTICH, CAT NO: 2400 | 0
2405 | MICROCENTRIFUGE,REFRIGERATED, MIKRO 200R | BRAND: HETTICH, CAT NO: 2405 | 0
2418 | Brand : Hettich, Cat no. :2418 | Angle rotor 4-place for 0.2 ml 8-tube st | 0
2423 | LID WITH BIO-CONTAINMENT, AUTOCLAVABLE | PHENOL-RESISTANT CAT NO: 2423 | 0
2425 | LID WITH BIO-CONTAINMENT, AUTOCLAVABLE | CAT NO: 2425 | 0
2426 | Brand : Hettich, Cat no. :2426 | Angle rotor, 20-place for cryo tubes | 0
2427 | Angle rotor 30-place, Hettich |  | 0
2428 | Angle Rotor, 24-Place | Brand: Hettich, Cat No: 2428 | 0
2430 | Brand : Hettich, Cat no. :2430 | Angle rotor 30-place for 0.5 ml tubes | 0
3577 | Brand : Hettich, Cat no. :3577 | Rubber foot D39x32 | 0
3586 | Brand : Hettich, Cat no. :3586 | Spiral spring pin ISO 8750-4x30-A2 | 0
3595 | Brand : Hettich, Cat no. :3595 | Rubber-metal-bearing M6x18 (20x20) | 0
3596 | Brand : Hettich, Cat no. :3596 | Collecting vessel | 0
3627 | Brand : Hettich, Cat no. :3627 | Screw-in fitting, straight | 0
3641 | Brand : Hettich, Cat no. :3641 | Screw-in fitting, angled | 0
3648 | Brand : Hettich, Cat no. :3648 | Fuse F 3,15A (5x20) | 0
3651 | Brand : Hettich, Cat no. :3651 | Ventilator 230V 50Hz 12 W | 0
3663 | Brand : Hettich, Cat no. :3663 | Sealing plug (for M4) | 0
3672 | Brand : Hettich, Cat no. :3672 | Spiral spring pin | 0
3675 | Brand : Hettich, Cat no. :3675 | Fuse T 125mA (5x20) | 0
3680 | Brand : Hettich, Cat no. :3680 | Rubber foot D40x15 | 0
4051 | Brand : Hettich, Cat no. :4051 | Grease for rotor trunnions | 0
4174 | Brand: Hettich, Cat No: 4174 | Swing-out rotor 4-place | 0
4176 | SWING-OUT ROTOR 6-PLACE | CAT NO: 4176 | 0
4213 | Brand : Hettich, Cat no. :4213 | LS-frame for 48 x 4.5 - 7 ml tubes | 0
4214 | Brand : Hettich, Cat no. :4214 | LS-frame for 30 x 7.5 - 15 ml tubes | 0
4215 | Brand : Hettich, Cat no. :4215 | LS-frame for 11 x 25 ml tubes | 0
4216 | Brand : Hettich, Cat no. :4216 | LS-frame for 6 x 50 ml tubes | 0
4218 | Brand : Hettich, Cat no. :4218 | LS-frame for 4 x 100 ml tubes | 0
4219 | Brand : Hettich, Cat no. :4219 | LS-frame for 1 x 250 ml bottle | 0
4220 | Brand : Hettich, Cat no. :4220 | LS-frame for 16 x 9 - 10 ml blood collec | 0
4222 | Brand : Hettich, Cat no. :4222 | LS-frame for 30 x 4 - 7 ml tubes | 0
4223 | Brand : Hettich, Cat no. :4223 | LS-frame for 25 x 8 - 12 ml tubes | 0
4224 | Brand : Hettich, Cat no. :4224 | LS-frame for 63 x 4 ml tubes | 0
4225 | Brand : Hettich, Cat no. :4225 | LS-frame for 84 x 1.5/2.0 ml tubes | 0
4226 | Brand : Hettich, Cat no. :4226 | LS-frame for 78 x 0.8 ml Microtainer | 0
4229 | Brand : Hettich, Cat no. :4229 | Hygienic lid for 4295 | 0
4232 | Brand : Hettich, Cat no. :4232 | LS-frame for 23x15 ml tubes, conical (Fa | 0
4233 | Brand : Hettich, Cat no. :4233 | LS-frame for 1 x 750 ml bottle | 0
4234 | Brand : Hettich, Cat no. :4234 | Bucket 750 ml, in 4233 | 0
4236 | Brand : Hettich, Cat no. :4236 | Rubber plate for microtiter plates | 0
4237 | Brand : Hettich, Cat no. :4237 | Insert, PP, 1-place in 4298 | 0
4238 | Brand : Hettich, Cat no. :4238 | LS-frame for 1 x 250 ml bottle | 0
4239 | Brand : Hettich, Cat no. :4239 | Bottle 1000 ml, PP in 4255 | 0
4244 | Brand : Hettich, Cat no. :4244 | Insert, PP, for blood bags, 3-place syst | 0
4245 | Brand : Hettich, Cat no. :4245 | LS-frame for 8 x 50 ml tubes, conical (F | 0
4248 | Brand : Hettich, Cat No: 4248 | Angle Rotor, 14-Place | 0
4254 | Brand : Hettich, Cat no. :4254 | Groove ring for 1000 ml bucket in 4294 | 0
4255 | Brand : Hettich, Cat no. :4255 | Bucket 1000 ml with lid for 4254 and 457 | 0
4256 | Brand : Hettich, Cat no. :4256 | Swing-out rotor 6-place in ROTIXA 50S/50 | 0
4257 | Brand : Hettich, Cat no. :4257 | Suspension for 5 Hitachi-racks | 0
4258 | Brand : Hettich, Cat no. :4258 | LS-frame for 1 x 750 ml bottle | 0
4259 | Brand : Hettich, Cat no. :4259 | Removal frame in suspension 4257 | 0
4263 | Brand : Hettich, Cat no. :4263 | Insert cpl. for Olympus Rack 50-place | 0
4274 | Brand : Hettich, Cat no. :4274 | Swing-out rotor 4-place for ASTM-tubes | 0
4275 | Suspension for ASTM-tubes |  | 0
4276 | Adapter 1-place for ASTM-tubes | Brand : Hettich, Cat no. :4276 | 0
4277 | Brand : Hettich, Cat no. :4277 | Adapter 1-place for ASTM-tubes 100 ml, c | 0
4278 | Brand : Hettich, Cat no. :4278 | Adapter 1-place for ASTM-tubes 50ml, pea | 0
4279 | Brand: Hettich, Cat No: 4279 | Removal frame, fitting into suspension | 0
4280 | Brand: Hettich, Cat No: 4280 | Suspension, light metal | 0
4281 | Brand : Hettich, Cat no. :4281 | Frame for microtiter plates 6-place in 4 | 0
4282 | Brand : Hettich, Cat no. :4282 | Rotor 2-place f乺 ROTIXA 50S/50RS | 0
4286 | Brand : Hettich, Cat no. :4286 | Frame for 7 LKB-Racks in 4285 | 0
4289 | Brand : Hettich, Cat no. :4289 | Frame for 2 culture plates in 4285 | 0
4292 | Brand : Hettich, Cat no. :4292 | Suspension in 4294 for microtiter plates | 0
4293 | Brand : Hettich, Cat no. :4293 | Suspension for blood bags, 3-place syste | 0
4294 | Brand : Hettich, Cat no. :4294 | Rotor 4-place in ROTIXA 50S/50RS | 0
4295 | Brand : Hettich, Cat no. :4295 | Suspension for LS-frame in 4294 | 0
4296 | Brand : Hettich, Cat no. :4296 | Swing-out rotor 6-place in ROTIXA 50S/50 | 0
4298 | Brand : Hettich, Cat no. :4298 | Suspension for 750 ml in 4294 | 0
4316 | Brand : Hettich, Cat no. :4316 | Rotor 6-place for Schlenk tubes 50 ml | 0
4317 | Adapter for 1 x 25 ml Schlenk tubes : | Cat No: 4317 | 0
4345 | Brand : Hettich, Cat no. :4345 | Suspension for 1 microtiter plate in 172 | 0
4396 | Brand : Hettich, Cat no. :4396 | Suspension in rotor 4256 | 0
4416 | Brand : Hettich, Cat no. :4416 | Adapter for 1 x 50 ml tube | 0
4417 | Brand : Hettich, Cat no. :4417 | Adapter for 1 x 30 ml tubes | 0
4428 | Brand : Hettich, Cat no. :4428 | Suspension with lid f. 4 microtiter plat | 0
4429 | Brand : Hettich, Cat no. :4429 | Insert in 4428 for 4 microtiter plates | 0
4430 | Brand : Hettich, Cat no. :4430 | Adapter in bucket 5623 for 200/250 ml | 0
4431 | Brand : Hettich, Cat no. :4431 | Insert in 4428 for 2 culture plates | 0
4432 | Brand : Hettich, Cat no. :4432 | Adapter for 42 x 1.5/2.0 ml tubes | 0
4433 | Brand : Hettich, Cat no. :4433 | Adapter for 30 x 2.7 - 7 ml tubes | 0
4434 | Brand : Hettich, Cat no. :4434 | Adapter for 19 x 9 - 10 ml tubes | 0
4435 | Brand : Hettich, Cat no. :4435 | Adapter for 21 x 5 - 7 ml tubes | 0
4437 | Brand : Hettich, Cat no. :4437 | Adapter for 12 x 15 ml tubes, conical (F | 0
4438 | Brand : Hettich, Cat no. :4438 | Adapter for 7 x 25 ml tubes | 0
4439 | Brand : Hettich, Cat no. :4439 | Adapter for 4 x 50 ml tubes | 0
4440 | Brand : Hettich, Cat no. :4440 | Adapter in bucket 5623 for 175/225 ml | 0
4441 | Brand : Hettich, Cat no. :4441 | Adapter for 5 x 50 ml tubes, conical (Fa | 0
4442 | Brand : Hettich, Cat no. :4442 | Adapter for 2 x 100 ml tubes | 0
4443 | Brand : Hettich, Cat no. :4443 | Adapter for 1 x 250 ml bottle | 0
4444 | Brand : Hettich, Cat no. :4444 | Swing-out rotor 4-place for 4412 + 4413 | 0
4446 | Brand : Hettich, Cat no. :4446 | Swing-out rotor 6-place for 5091 and 509 | 0
4449 | Brand : Hettich, Cat no. :4449 | Adapter in bucket 5623 for 500 ml bottle | 0
4451 | Brand : Hettich, Cat no. :4451 | Bottom insert in 5623 for bottle 750 ml | 0
4459 | Brand : Hettich, Cat no. :4459 | Suspension for 13 x 15 ml tubes, conical | 0
4466 | Brand : Hettich, Cat no. :4466 | Adapter for 1 x 600 ml bottle | 0
4468 | Adapter for 7x50ml, Conical tubes(F) | Cat No: 4468 | 0
4469 | Adapter for 15ml, conical tube | Cat No: 4469 | 0
4474 | Swing Out Rotor 4-place | * for ASTM-tubes in ROTANTA | 0
4489 | Brand : Hettich, Cat no. :4489 | Angle rotor 30 x 0.4-2.0ml with aerosolt | 0
4514 | Brand : Hettich, Cat no. :4514 | Suspension for 1 x 300 ml blood bags, SA | 0
4522 | Brand : Hettich, Cat no. :4522 | Suspension for LS-frames in 4176 | 0
4524 | Brand : Hettich, Cat no. :4524 | Suspension 2-place for blood bag holding | 0
4525 | Brand : Hettich, Cat no. :4525 | Insert, 2-place for blood bag holding sy | 0
4526 | Brand : Hettich, Cat no. :4526 | Blood bag holder complete for BAXTER | 0
4528 | Brand : Hettich, Cat no. :4528 | Blood bag holder for e.g. FENWAL, MACO- | 0
4546 | Brand : Hettich, Cat no. :4546 | Suspension 2-place, for blood bag system | 0
4579 | Brand : Hettich, Cat no. :4579 | Groove ring for 1000 ml buckets in 4176 | 0
4591 | Brand : Hettich, Cat no. :4591 | Suspension 2-place for 4-place blood bag | 0
4595 | Brand : Hettich, Cat no. :4595 | Suspension for insert 4596 for 2,000 ml | 0
4596 | Brand : Hettich, Cat no. :4596 | Insert 4-place for thrombocyte plates, S | 0
4598 | Brand: Hettich, Cat No: 4598 | Adapter for Blood bag,450ml | 0
4600 | BENCHTOP CENTRIFUGE, ROTOFIX 46 | BRAND: HETTICH, CAT NO: 4600 | 0
4614 | Brand : Hettich, Cat no. :4614 | Rolling cabinet, low/wide for 1406, 1707 | 0
4615 | Brand : Hettich, Cat no. :4615 | Rolling cabinet, high/wide, for 1406, 17 | 0
4619 | Brand : Hettich, Cat no. :4619 | Rotor, 6-place for 30 ml chrombath tubes | 0
4620 | Brand : Hettich, Cat no. :4620 | Rotor 2-place for ROTANTA 460 models | 0
4623 | Brand : Hettich, Cat no. :4623 | Suspension for rotor 4620 | 0
4626 | Brand : Hettich, Cat no. :4626 | Plate removal frame,fitting into suspens | 0
4627 | Brand : Hettich, Cat no. :4627 | Lid for suspension 4623 | 0
4701 | BENCHTOP CENTRIFUGE, ROTINA 420 | BRAND: HETTICH, CAT NO: 4701 | 0
4706 | HETTICH BENCHTOP CENTRIFUGE,REFRIGERATED | ROTINA 420R, CAT NO: 4706 | 0
4709 | Brand : Hettich, Cat no. :4709 | Rubber-metal-bearing M8 (40x40) 45Sh | 0
4718 | Brand : Hettich, Cat no. :4718 | Connecting cable | 0
4723 | 4-PLACE SWING OUT ROTOR | CAT NO: 4723 | 0
4730 | Brand : Hettich, Cat no. :4730 | Adapter for 56 x 1.1 - 4 ml tubes | 0
4732 | Brand : Hettich, Cat no. :4732 | Adapter for 20 x 1.6 - 7 ml tubes | 0
4733 | Brand : Hettich, Cat no. :4733 | Adapter for 17 x 4 - 15 ml tubes | 0
4734 | Brand : Hettich, Cat no. :4734 | Adapter for 6 x 25/30 m tubes | 0
4735 | Brand : Hettich, Cat no. :4735 | Adapter for 3 x 75 ml tubes | 0
4736 | Brand : Hettich, Cat no. :4736 | Adapter for 3 x 100 ml tubes | 0
4737 | Brand : Hettich, Cat no. :4737 | Adapter for 2 x 100 ml tubes | 0
4738 | Brand : Hettich, Cat no. :4738 | Adapter for 1 x 250 ml bottle | 0
4739 | Brand : Hettich, Cat no. :4739 | Adapter for 12 x 12 ml tubes, conical (F | 0
4740 | Brand : Hettich, Cat no. :4740 | Adapter for 5 x 50 ml tubes | 0
4750 | CARRIER, CAT NO: 4750 |  | 0
4751 | LID WITH BIO-CONTAINMENT | CAT NO: 4751 | 0
4752 | Brand : Hettich, Cat no. :4752 | Suspension for microtitre plates | 0
4753 | Brand : Hettich, Cat no. :4753 | Swing-out rotor 4-place without suspensi | 0
4754 | Brand : Hettich, Cat no. :4754 | Swing-out rotor 4-place without suspensi | 0
4760 | Brand : Hettich, Cat no. :4760 | Angle rotor 6-place without lid for 0.2 | 0
4761 | Brand : Hettich, Cat no. :4761 | Adapter for 35 x 1.1-5 ml tubes | 0
4762 | Brand : Hettich, Cat no. :4762 | Adapter for 26 x 4-7 ml tubes | 0
4763 | Brand : Hettich, Cat no. :4763 | Adapter for 18 x 4 - 15 ml tubes | 0
4764 | Brand : Hettich, Cat no. :4764 | Adapter for 7 x 25 - 30 ml tubes (Falcon | 0
4765 | Brand : Hettich, Cat no. :4765 | Adpater for 4 x 50 or 75 ml tubes | 0
4766 | ADAPTER FOR 85/100ML TUBE | CAT NO: 4766 | 0
4767 | Brand : Hettich, Cat no. :4767 | Adapter for 2 x 100 ml tubes | 0
4768 | Brand : Hettich, Cat no. :4768 | Adapter for 1 x 250 ml glass tubes | 0
4769 | ADAPTER FOR 15ML FALCON TUBE | CAT NO: 4769 | 0
4770 | ADAPTER FOR 50ML FALCON TUBE | CAT NO: 4770 | 0
4771 | Brand : Hettich, Cat no. :4771 | Adapter for 1 x 250 ml bottle | 0
4772 | ADAPTER FOR 400ML BOTTLE | CAT NO: 4772 | 0
4773 | ADAPTER FOR 1.5/2.0ML TUBE | CAT NO: 4773 | 0
4774 | Brand : Hettich, Cat no. :4774 | Adapter for 15 x 12 ml tubes | 0
4775 | Brand : Hettich, Cat no. :4775 | Adapter for 21 x 1.6-7 ml tubes | 0
4780 | Carrier | Cat No: 4780 | 0
4781 | CARRIER, CAT NO: 4781 |  | 0
4783 | LID WITH BIO-CONTAINMENT |  | 0
4790 | Brand : Hettich, Cat no. :4790 | Angle rotor 30-place with lid for tubes | 0
4794 | 6-PLACE ANGLE ROTOR | CAT NO: 4794 | 0
4795 | Brand : Hettich, Cat no. :4795 | Angle rotor 4-place for 4 x 250 ml in RO | 0
4812 | Brand : Hettich, Cat no. :4812 | ROTANTA 46RC, Underbench centrifuge, ref | 0
4813 | Brand : Hettich, Cat no. :4813 | ROTANTA 46RSC, Underbench centrifuge, re | 0
4816 | Brand : Hettich, Cat no. :4816 | ROTANTA 46 RSC ROBOTIC, 220V, with slidi | 0
4830 | Brand : Hettich, Cat no. :4830 | Adapter for 48 x 1.1 - 4 ml tubes | 0
4832 | Brand : Hettich, Cat no. :4832 | Adapter for 19 x 1 - 7 ml tubes | 0
4833 | Brand : Hettich, Cat no. :4833 | Adapter for 19 x 4 - 15 ml tubes | 0
4834 | Brand : Hettich, Cat no. :4834 | Adapter for 7 x 25/30 ml tubes | 0
4835 | Brand : Hettich, Cat no. :4835 | Adapter for 4 x 75 ml tubes | 0
4836 | Brand : Hettich, Cat no. :4836 | Adapter for 3 x 85/100 ml tubes | 0
4837 | Brand : Hettich, Cat no. :4837 | Adapter for 2 x 100 ml tubes | 0
4838 | Brand : Hettich, Cat no. :4838 | Adapter for 1 x 250 ml bottle | 0
4839 | Brand : Hettich, Cat no. :4839 | Adapter for 14 x 12/15 ml tubes, conical | 0
4840 | Brand : Hettich, Cat no. :4840 | Adapter for 5 x 50 ml tubes | 0
4841 | Brand : Hettich, Cat no. :4841 | Adapter for 1 x 250 ml bottle | 0
4843 | Brand : Hettich, Cat no. :4843 | Adapter for 1 x 450 ml bottle | 0
4844 | Brand : Hettich, Cat no. :4844 | Adapter for 1 x 580 ml bottle | 0
4845 | Brand : Hettich, Cat no. :4845 | Adapter for 1 x 750 ml bottle | 0
4846 | Brand : Hettich, Cat no. :4846 | Adapter for 1 x 600 ml bottle | 0
4848 | Brand: Hettich, Cat no: 4848 | Adapter for 22x 4-10ml blood tube | 0
4880 | Brand: Hettich, Cat No: 4880 | Suspension | 0
4883 | Lid with bio-containment | for carrier 4880 and 4890 (replace 5621) | 0
4890 | Brand : Hettich, Cat no. :4890 | Carrier | 0
4905 | Brand : Hettich, Cat no. :4905 | ROTIXA 50S, Floorstanding centrifuge, 22 | 0
4910 | Brand : Hettich, Cat no. :4910 | ROTIXA 50RS, Floorstanding centrifuge, r | 0
4950 | HETTICH,ROTIXA 500 RS, Floor-standing | Refrigerated Centrifuge, Cat No:4950 | 0
5005 | Brand : Hettich, Cat no. :5005 | ROTO SILENTA 630 RS, Floorstanding centr | 0
5051 | Brand : Hettich, Cat no. :5051 | Suspension in rotors 4446/5694/4296 | 0
5053 | Brand : Hettich, Cat no. :5053 | Lid for suspension 5051 | 0
5092 | Brand : Hettich, Cat no. :5092 | Suspension for 250 ml in rotors 4446/569 | 0
5093 | Brand : Hettich, Cat no. :5093 | Hygienic lid for 5092 | 0
5120 | Brand : Hettich, Cat no. :5120 | Adapter for 12 x 7 ml tubes | 0
5121 | Brand : Hettich, Cat no. :5121 | Adapter for 7 x 15 ml tubes | 0
5122 | Brand : Hettich, Cat no. :5122 | Adapter for 4 x 25 ml tubes | 0
5123 | Brand : Hettich, Cat no. :5123 | Adapter for 2 x 50 ml tubes, conical (Fa | 0
5124 | Brand : Hettich, Cat no. :5124 | Adapter for 1 x 50 ml tubes | 0
5125 | Brand : Hettich, Cat no. :5125 | Adapter for 1 x 100 ml tubes | 0
5126 | Brand : Hettich, Cat no. :5126 | Adapter for 1 x 100 ml tubes | 0
5127 | Brand : Hettich, Cat no. :5127 | Bottle 250ml with screw-cap | 0
5128 | Brand : Hettich, Cat no. :5128 | Adapter for 12 x 6 ml tubes | 0
5129 | Brand : Hettich, Cat no. :5129 | Adapter for 7 x 15 ml tubes, conical (Fa | 0
5133 | Brand : Hettich, Cat no. :5133 | Adapter for 4 x 15 ml tubes, conical (Fa | 0
5134 | Brand : Hettich, Cat no. :5134 | Adapter for 3 x 25 ml tubes, conical (Fa | 0
5135 | Brand : Hettich, Cat no. :5135 | Adapter for 2 x 50 ml tubes (Falcon type | 0
5136 | Brand : Hettich, Cat no. :5136 | Adapter for 8 x 15 ml tubes | 0
5137 | Brand : Hettich, Cat no. :5137 | Adapter for 8 x 7 ml blood collection tu | 0
5227 | Brand : Hettich, Cat no. :5227 | LS-frame for 20 x 2.7 - 6 ml tubes | 0
5229 | Brand : Hettich, Cat no. :5229 | LS-frame for 12 x 2.7 - 6 ml tubes | 0
5230 | Brand : Hettich, Cat no. :5230 | LS-frame for 12 x 4.5 - 7 ml tubes | 0
5231 | Brand : Hettich, Cat no. :5231 | LS-frame for 6 x 8.5 - 15 ml tubes | 0
5232 | Brand : Hettich, Cat no. :5232 | LS-frame for 2 x 25 ml tubes | 0
5233 | Brand : Hettich, Cat no. :5233 | LS-frame for 1 x 50 ml tubes | 0
5237 | Brand : Hettich, Cat no. :5237 | LS-frame for 6 x 9 ml tubes | 0
5242 | Brand : Hettich, Cat no. :5242 | LS-frame for 5 x 25 ml tubes | 0
5243 | Brand : Hettich, Cat no. :5243 | LS-frame for 2 x 50 ml tubes | 0
5247 | Brand : Hettich, Cat no. :5247 | LS-frame for 20 x 4.5 - 7 ml tubes | 0
5248 | Brand : Hettich, Cat no. :5248 | LS-frame for 12 x 7.5 - 15 ml tubes | 0
5249 | Brand : Hettich, Cat no. :5249 | LS-frame for 1 x 100 ml tubes | 0
5257 | Brand : Hettich, Cat no. :5257 | LS-frame for 40 x 1.5/2.0 ml tubes | 0
5258 | Brand : Hettich, Cat no. :5258 | LS-frame for 11 x 9 - 10 ml blood collec | 0
5259 | Brand : Hettich, Cat no. :5259 | LS-frame for 2 x 50 ml tubes, conical (F | 0
5261 | Brand : Hettich, Cat no. :5261 | LS-frame for 6 x 50 ml tubes | 0
5262 | Brand : Hettich, Cat no. :5262 | LS-frame for 1 x 100 ml tubes | 0
5264 | Brand : Hettich, Cat no. :5264 | LS-frame for 12 x 4 - 7 ml blood collect | 0
5266 | Brand : Hettich, Cat no. :5266 | LS-frame 5 x 30 ml for tubes, conical (F | 0
5267 | Brand : Hettich, Cat no. :5267 | LS-frame for 20 x 1.1 - 1.4 blood collec | 0
5268 | Brand : Hettich, Cat no. :5268 | LS-frame for 12 x 1.6 - 5 ml blood colle | 0
5269 | Brand : Hettich, Cat no. :5269 | LS-frame for 6 x 50 ml tubes (Falcon typ | 0
5271 | Brand : Hettich, Cat no. :5271 | LS-frame for 5 x 4 - 10 ml tubes | 0
5273 | Brand : Hettich, Cat no. :5273 | LS-frame for 12 x 1.5/2.0 ml tubes | 0
5275 | Brand : Hettich, Cat no. :5275 | LS-frame for 1 x 15 ml tubes, conical (F | 0
5276 | Brand : Hettich, Cat no. :5276 | LS-frame for 1 x 50 ml tubes, conical (F | 0
5277 | Brand : Hettich, Cat no. :5277 | LS-frame for 9 x 1.5/2.0 ml tubes | 0
5278 | Brand : Hettich, Cat no. :5278 | LS-frame for 12 x 1.1 - 1.4 ml tubes | 0
5279 | Brand : Hettich, Cat no. :5279 | LS-frame for 5 x 4 - 8.2 ml tubes | 0
5280 | Brand : Hettich, Cat no. :5280 | LS-frame, 2-place for CYTO-slide holders | 0
5281 | Brand : Hettich, Cat no. :5281 | LS-frame for 16 x 1.5/2.0 ml tubes | 0
5600 | Brand : Hettich, Cat no. :5600 | ROTANTA 460, Benchtop centrifuge, 220V | 0
5601 | Brand : Hettich, Cat no. :5601 | ROTANTA 460S, Benchtop centrifuge, 220V | 0
5605 | Brand : Hettich, Cat no. :5605 | ROTANTA 460R, Benchtop centrifuge, refri | 0
5606 | Brand : Hettich, Cat no. :5606 | ROTANTA 460RS, Benchtop centrifuge, refr | 0
5615 | Brand : Hettich, Cat no. :5615 | Angle rotor 6 x 85/94 ml in ROTANTA 460 | 0
5616 | Disc rotor, 6-place for Schlenk tubes | Cat No: 5616 | 0
5620 | discontinued, replaced by 4880 |  | 0
5623 | Brand : Hettich, Cat no. :5623 | Bucket in rotor 5624 | 0
5624 | Discontinued, replaced by 5699 |  | 0
5625 | Brand : Hettich, Cat no. :5625 | Rectangular bucket in rotor 5624 | 0
5627 | Brand : Hettich, Cat no. :5627 | Lid for rectangular bucket 5625 | 0
5628 | Brand : Hettich, Cat no. :5628 | Suspension in rotor 5624, for microtiter | 0
5629 | Brand : Hettich, Cat no. :5629 | Lid for microtiter suspension 5628 | 0
5630 | Brand : Hettich, Cat no. :5630 | Suspension for 1 Cell culture flask, 200 | 0
5641 | Brand : Hettich, Cat no. :5641 | Adapter for 8 x 10 ml tubes | 0
5642 | Brand : Hettich, Cat no. :5642 | Adapter for 3 x 25/30 ml tubes | 0
5643 | Brand : Hettich, Cat no. :5643 | Adapter for 1 x 50 ml tubes | 0
5644 | Brand : Hettich, Cat no. :5644 | Adapter for 1 x 85/94 ml tubes | 0
5645 | Brand : Hettich, Cat no. :5645 | Angle rotor 6 x 250 ml in ROTANTA 460 mo | 0
5646 | Brand : Hettich, Cat no. :5646 | Adapter for 7 x 15 ml tubes | 0
5647 | Brand : Hettich, Cat no. :5647 | Adapter for 7 x 50 ml tubes, conical (Fa | 0
5650 | ROTANTA 460 BENCHTOP CENTRIFUGE | BRAND: HETTICH, MODEL: 5650 | 0
5652 | LID WITH BIO-CONTAINMENT |  | 0
5654 | SWING OUT ROTOR 4-PLACE |  | 0
5655 | Brand : Hettich, Cat No: 5655 | Angle rotor, 14-place | 0
5660 | BENCHTOP CENTRIFUGE REFRIGERATED, |  | 0
5675 | FLOORSTANDING CENTRIFUGE, REFRIGERATED | BRAND: HETTICH, MODEL: ROTANTA 460RF | 0
5682 | ADAPTER FOR 37x 4-10ml TUBES |  | 0
5691 | Brand : Hettich, Cat no. :5691 | Suspension fitting into rotor 5624 | 0
5692 | Brand : Hettich, Cat no. :5692 | Insert in suspension 5691 | 0
5693 | Brand : Hettich, Cat no. :5693 | Blood bag holder for 3-place blood bag s | 0
5694 | Brand : Hettich, Cat no. :5694 | Swing-out rotor 4-place in ROTANTA 460 m | 0
5695 | Brand : Hettich, Cat no. :5695 | Blood bag holder for 4-place blood bag s | 0
5699 | Brand: Hettich, Cat No: 5699 | Swing-out rotor 4-place, without suspens | 0
5702 | Brand : Hettich, Cat no. :5702 | Top side panel | 0
5704 | Brand : Hettich, Cat no. :5704 | Bottom side panel | 0
5705 | Brand : Hettich, Cat no. :5705 | Ventilation grill | 0
5706 | Brand : Hettich, Cat no. :5706 | Gas spring 350N, right side | 0
5707 | Brand : Hettich, Cat no. :5707 | Gas spring 300N, left side | 0
5709 | Brand : Hettich, Cat no. :5709 | Spacer D25x21 | 0
5710 | Brand : Hettich, Cat no. :5710 | Guide roller | 0
5723 | Brand : Hettich, Cat no. :5723 | Rubber 10x10 square | 0
5725 | Brand : Hettich, Cat no. :5725 | Sealing ring | 0
5748 | Brand : Hettich, Cat no. :5748 | Sealing ring | 0
5756 | Brand : Hettich, Cat no. :5756 | Plug housing 3-pole | 0
5758 | Brand : Hettich, Cat no. :5758 | Sleeve housing 4-pole | 0
5759 | Brand : Hettich, Cat no. :5759 | Sleeve housing 6-pole | 0
5760 | Brand : Hettich, Cat no. :5760 | Pin | 0
5761 | Brand : Hettich, Cat no. :5761 | Sleeve | 0
5762 | Brand : Hettich, Cat no. :5762 | Encoding pin | 0
5771 | Brand : Hettich, Cat no. :5771 | Top side panel | 0
5773 | Brand : Hettich, Cat no. :5773 | Bottom side panel | 0
5774 | Brand : Hettich, Cat no. :5774 | Ventilation grill | 0
5775 | Brand : Hettich, Cat no. :5775 | Gas spring 150N | 0
5776 | Brand : Hettich, Cat no. :5776 | Set screw | 0
5777 | Brand : Hettich, Cat no. :5777 | Spacer D25x16 | 0
5793 | Brand : Hettich, Cat no. :5793 | Starting condenser | 0
5798 | Brand : Hettich, Cat no. :5798 | Connecting screw M6x40,4 | 0
5888 | Brand : Hettich, Cat no. :5888 | Ventilator 230V 50Hz 26W | 0
5893 | Brand : Hettich, Cat no. :5893 | Time switch (0-60 min) | 0
5897 | Brand : Hettich, Cat no. :5897 | Rotary knob for timer 0-15min | 0
5898 | Brand : Hettich, Cat no. :5898 | Rotary knob for timer 0-60 min | 0
5902 | Brand : Hettich, Cat no. :5902 | Clip | 0
5907 | Brand : Hettich, Cat no. :5907 | Side panel left | 0
5909 | Brand : Hettich, Cat no. :5909 | Connecting screw M6x33,4 | 0
5916 | Brand : Hettich, Cat no. :5916 | Gas spring 130N | 0
5918 | Brand : Hettich, Cat no. :5918 | Sealing ring | 0
5923 | Brand : Hettich, Cat no. :5923 | Sleeve | 0
5926 | Brand : Hettich, Cat no. :5926 | Plug housing 6-pole | 0
5945 | Brand : Hettich, Cat no. :5945 | Temperature sensor (chamber) | 0
6044 | Brand : Hettich, Cat no. :6044 | Switch OFF R50 (4,89) | 0
6100 | Brand : Hettich, Cat no. :6100 | Spacer | 0
6103 | Brand : Hettich, Cat no. :6103 | Fuse insert T315mA(5x20) | 0
6150 | Brand : Hettich, Cat no. :6150 | Elastic buffer | 0
6301 | Brand : Hettich, Cat no. :6301 | LS-frame for 12 x 4 - 7 ml blood collect | 0
6305 | Adaptor for 100 x 88mm tube |  | 0
6306 | Brand : Hettich, Cat no. :6306 | LS-frame for 7 x 15 ml tubes, conical (F | 0
6311 | Brand : Hettich, Cat no. :6311 | Adapter for 1 x 12 ml tubes, conical (Fa | 0
6316 | Brand : Hettich, Cat no. :6316 | Adapter fitting into LS-frame 5243 (2 pc | 0
6318 | Brand : Hettich, Cat no. :6318 | Adapter for 1 x 50 ml tubes, conical (Fa | 0
6319 | Brand : Hettich, Cat no. :6319 | Adapter for 1 x 250 ml bottle | 0
6327 | Brand : Hettich, Cat no. :6327 | Square wrench | 0
6331 | Brand : Hettich, Cat no. :6331 | Rubber insert for 1346 | 0
7006 | Brand : Hettich, Cat no. :7006 | Guide roller without locking gear | 0
7007 | MTY DIAL GAGE STAND 7007 |  | 0
7225 | Brand : Hettich, Cat no. :7225 | Imbalance switch | 0
7301 | MITUTOYO THICKNESS GAGE | MODEL:7301 | 0
10019 | Contact Adapter for Tachometer PH200LC |  | 0
15001 | Abrasive disc sic W/d paper,plain back | (100/pkg)--60grit | 0
15002 | Abrasive disc sic W/d paper,plain back | (100/pkg)--120grit | 0
15004 | Abrasive disc sic W/d paper,plain back | (100/pkg)--240grit | 0
15006 | Abrasive disc sic W/d paper,plain back | (100/pkg)--400grit | 0
15007 | Abrasive disc sic W/d paper,plain back | (100/pkg)--600grit | 0
15010 | Abrasive disc sic W/d paper,plain back | (100/pkg)--800/2400grit | 0
15012 | Abrasive disc sic W/d paper,plain back | (100/pkg)--1200/4000grit | 0
15402 | Dia-lap diamond lapping film disc WD | Polyback 8(203mm)3mil thicjness(pk/5) | 0
38033 | Green Mono Lamp 7" x 7", Part No. 38033 |  | 0
38037 | GREEN MONOLAMP, SIZE: 10.25?X 11.75? |  | 0
044129 | PROD, D BOTTLE 2L PLASTIC GL45, |  | 0
62000 | Hettcube 200 (150litre) | Brand : Hettich Order No : 62000 | 0
62005 | HettCube 200 | Capacity : 150Litre | 0
64000 | HettCube 400 (310 litre) | Brand : Hettich Model : 64000 | 0
86774 | torx bit-star type size:T6X50MM | Model : 86774 | 0
101040 | center lug back model : 101040 |  | 0
103607 | CHART PAPER FOR THERMOHYGROPH | BRAND:ISUZU MODEL :103607 | 0
111215 | spline misr 0-25/0.01mm |  | 0
119046 | Etalon Basic Micrometer Model: 00119046 |  | 0
125500 | gauge block (long series 125-500) | grade 0 | 0
137202 | 137-202, I/MICR 50-300MM/HARDENED |  | 0
137203 | I/MICR 50-500MM/ HARDENED |  | 0
137257 | carbide contact point |  | 0
137413 | contact point |  | 0
0150700 | BUSHING for S25-18G dispersing tool. |  | 0
0151000 | Starting Disc for Dispersing Element |  | 0
152052 | toluene A.R /ACS2.5 litre brand : R&M | cat no : 1520-52 | 0
156105 | MICR STAND 25-50MM |  | 0
156106 | micrmeter stand |  | 0
0161900 | IKA STATOR |  | 0
191627 | plastic bottle |  | 0
193101 | mitutoyo outside micrometer 193-101 |  | 0
200850 | stand microscope 2008-50 |  | 0
201241 | RECORDER KIT FREEZER |  | 0
203607 | isuzu 9original)chart paper | Model : 20360-7 | 0
0206300 | Part of caupling |  | 0
0206400 | Pressure spring |  | 0
0222600 | Distance tube |  | 0
0224000 | Adjusting spindle |  | 0
0224300 | WHEEL FRICTION, COMPL |  | 0
253483 | Brand : Hettich, Cat no. :253483 | Tube 290ml with screw-cap, fitting into | 0
293330 | DGMT MICROMETER 0-1"/25MM |  | 0
293340 | dig . outside micrometer |  | 0
302077 | Service Kit for P8Z |  | 0
302081 | Seal Kit for P4Z, P6Z, P8Z, |  | 0
318970 | ETHANUL ALCHOL 95%,25LITER |  | 0
321002 | Ilmvac Pump, Model : P4 E |  | 0
322005 | ILMVAC, P12Z Rotary Vane Pump |  | 0
0328200 | M 21 Spare cutter, stainless steel |  | 0
331261 | mitutoyo dig. spline gage |  | 0
340513 | 340-513 DGTM MICR 12-18"/300-450mm |  | 0
0353200 | IKA, BUSHING FOR T65 D |  | 0
0356500 | TRIKA?40 Magnetic stirring bar |  | 0
0356600 | TRIKA?25 Magnetic stirring bar |  | 0
0371200 | IKA DISTANCE BUSH FOR M 20 |  | 0
0392500 | IKA,BEARING WASHING FOR T65 D |  | 0
400159 | LEAD ACID BATTERY,12V 7AH |  | 0
0405200 | Chuck for RW28 basic |  | 0
405200 | Chuck for RW28 basic |  | 0
406250 | dig indicator 406-250 |  | 0
411522 | ILMVAC Diaphragm pump, MP 101 Z |  | 0
0411700 | IKA Chuck |  | 0
411700 | IKA Chuck |  | 0
411711 | ILMVAC Vacuum Pump,Model:MP301E |  | 0
422270 | Mitutoyo Digimatic Blade Micrometer | Model: 422-270 | 0
0477700 | R 1385 R-? W-? W-L; Stirrer ? | Shaft ? shaft length 140, 10, 550 mm | 0
0477800 | R 1388 R-? W-? W-L; Stirrer ? | Shaft ? shaft length 140, 10, 800 mm | 0
507002 | Aluminum OxidePower for P20-F1 | E330 (1u)/ 2lbs/jar | 0
0513500 | R 1300 R-? W-? W-L; Stirrer ? | Shaft ? shaft length 80, 8, 350 mm | 0
514581 | Sodium Hydroxide,Pellet, A.R /ACS 1kg | cat no : 5145-81 | 0
0521800 | M 22 Hard metal cutter |  | 0
0527400 | R 1001 Paddle stirrer, spare for RW 11 | basic | 0
0527500 | R 1002 Screw-type stirrer (RW 11) |  | 0
0551300 | H 15 Bath attachment |  | 0
0559900 | IKA,O RING FPM (VITON) |  | 0
0560300 | S 25 KR - 18 G Dispersing element |  | 0
0568900 | VX 2 Test tube attachment |  | 0
568900 | VX 2 TEST TUBE ATTACHMENT |  | 0
0593600 | Shaft sleeve |  | 0
0593700 | Shaft |  | 0
0594000 | S 25 N - 10 G Dispersing element |  | 0
600053 | ILMVAC Vacuum Control Box ,Model:VCB 52S |  | 0
0607200 | VX 1 One-hand attachment |  | 0
0613400 | IKA, PRESSURE SPRING |  | 0
0613500 | IKA, RUBBER FOOT |  | 0
620003 | Welch-Sensor cable for sensor PIZA111 |  | 0
0688800 | CONICAL DISK |  | 0
700011 | Oil Mist Filter with certridge OME 10/25 |  | 0
0736600 | RV 05.10 BALL JOINT CLAMP FOR RV10 BASIC |  | 0
0736700 | CLAMP,GROUND,RV05.11 |  | 0
0738700 | R 472 ; Floor stand |  | 0
0739000 | R 2302 R-? W-? W-L; Stirrer ? | Shaft ? shaft length 150, 13, 800 mm | 0
0739300 | R 2305 R-? W-? W-L; Stirrer ? | Shaft ? shaft length 150, 13, 550 mm | 0
0739500 | R 2311 R-? W-? W-L; Stirrer ? Shaft | ? shaft length 150, 13, 800 mm | 0
0749900 | C9 GELATINE CAPSULES (100PCS/PACK) |  | 0
0750000 | IKA C10 CAPSULES ACETOBUTYRATE |  | 0
0756900 | R 1352 R-? W-? W-L; Stirrer ? Shaft , | ?, 8, 350 mm | 0
0757600 | R 1373 R-? W-? W-L; Stirrer ? Shaft | ? shaft length 70, 8, 350 mm | 0
0757800 | IKA, R1376 Paddle Stirrer | Stirrer Dia.150mm/Shaft Dia.10mm/L:550mm | 0
0771700 | H 12 / 135 Supporting plate |  | 0
0793300 | IKAFLON?110 Magnetic stirring bar | (110 x 27 mm) | 0
800122 | ILMVAC VACUUM PUMP OILS FOR PK2DC, 1L |  | 0
800138 | Oil for Rotary Vane pumps LABOVAC 14,10L |  | 0
800160 | Cartridge for Oil Mist Filter |  | 0
0829900 | IKA, GEAR HOUSING FOR T65 D |  | 0
829901 | EXHAUST SILENCER |  | 0
0851300 | SHAFT(LARGE GEAR) |  | 0
901387 | AIR DRYER IDFA3E-23-T1J734 |  | 0
901954 | ROLLER (MM) |  | 0
901975 | spindle lifting cable for digimatic ind |  | 0
905200 | Scriber for Height Gauge | Model: 905200 | 0
0910400 | VX 8 Universal attachment |  | 0
0953300 | VX 7 Dish attachment |  | 0
0978400 | Grooved ball bearing |  | 0
1024200 | S 25 N - 8 G Dispersing element |  | 0
1091500 | H 11 Mains cable, spare |  | 0
1100160 | Graduated Pipette 10ml x 0.1ml, Class AS |  | 0
1129000 | IKAFLON?155 Magnetic stirring bar | (155 x 27 mm) | 0
1132700 | R 1355 R-? W-? W-L; Stirrer ? Shaft | ? shaft length 100/24, 8, 550 mm | 0
1163100 | R1822, plate stand |  | 0
1163600 | pole for plate stand 1822 |  | 0
1234300 | AS 2.1 Fixing clip (25 ml) |  | 0
1234400 | AS 2.2 Fixing clips (50 ml) |  | 0
1234500 | AS 2.3 Fixing clip (100 ml) |  | 0
1234600 | AS 2.4 Fixing clip (200 / 250 ml) |  | 0
1234700 | AS 2.5 Fixing clip (500 ml) |  | 0
1242900 | R 1401 Propeller ?55 mm |  | 0
1243300 | R 1402 Dissolver ?42 mm |  | 0
1268400 | AS 1.6 Clamping device for AS 501.1 |  | 0
1268900 | AS 1.8 Supporting clamping device for | AS 501.1 | 0
1269200 | AS 1.7 Clamping device for AS 501.1 |  | 0
1289800 | R 1405 Propeller ?45 mm |  | 0
1293100 | RSE Stirring bar remover |  | 0
1296000 | R 1381 R-? W-? W-L; Stirrer ? | Shaft ? shaft length 45, 8, 350 mm | 0
1320100 | Backgear | Brand : IKA | 0
1412000 | R 2722H-Stand |  | 0
1443400 | M 23 Star-shaped cutter |  | 0
1483700 | C 710.4 COTTON THREAD CUT TO LENGTH |  | 0
1520800 | Key T50 |  | 0
1520900 | Shaft wrench |  | 0
1521400 | shaft wrench |  | 0
1521700 | Generator Wrench T25 |  | 0
1572000 | IKAFLON?10 Magnetic stirring bar | (10 x 6 mm) | 0
1572100 | IKAFLON?15 Magnetic stirring bar | (15 x 6 mm) | 0
1572300 | IKAFLON?25Magnetic stirring bar | (25 x 8 mm) | 0
1572400 | IKAFLON?30 Magnetic stirring bar | (30 x 8 mm) | 0
1572600 | IKAFLON?50 Magnetic stirring bar | (50 x 8 mm) | 0
1572800 | IKAFLON?80 Magnetic stirring bar | (80 x 10 mm) | 0
1583500 | IKA, O RING FPM |  | 0
1602000 | RW 47 D mit with three-phase motor |  | 0
1603500 | IKA A10 BASIC UNIVERSAL MILL |  | 0
1603600 | M20 Universal Mill c/w M21 Spare Cutter | Brand: IKA, ID: 1603600 | 0
1607300 | CAP,SCREW-JOINT |  | 0
1618100 | VX 2E Eppendorf attachment |  | 0
1635500 | Protection torsion |  | 0
1643000 | R 474 Telescopic stand |  | 0
1689300 | R 50 stirring shaft high speed |  | 0
1695500 | C4 QUARTZ DISH |  | 0
1713300 | S 25 N - 25 G Dispersing element |  | 0
1713400 | S 25 KR - 25 G Dispersing element |  | 0
1713900 | S 25 KR - 25 F Dispersing element |  | 0
1719300 | AK 2.7 (red) Analog cable |  | 0
1719400 | AK 2.6 (blue) Analog cable |  | 0
1740300 | IKA, O RING V80G |  | 0
1749500 | C 5 STAINLESS STEEL |  | 0
1752900 | R 350 Universal clamp |  | 0
1785900 | handle, T type , T10/T50 Tool |  | 0
1809700 | H 159 Intermediate bottom |  | 0
1889800 | Bushing |  | 0
1899000 | S 25 N - 10 G - VS Dispersing element |  | 0
1905500 | RV 06.5 Evaporating flask NS 29 |  | 0
1905600 | RV 06.4 Evaporating flask NS 29 |  | 0
1905700 | RV 06.6 Evaporating flask NS 29 |  | 0
1906500 | INLET SPARE PART |  | 0
1906600 | RV 06.7 Receiving flask KS 35 |  | 0
1907800 | RV 06.13 Dichtung; Seal |  | 0
1911800 | HKD-T 06 D IKA?High-perfomance | laboratory kneader | 0
1951200 | Slit-ring bushing |  | 0
1956700 | INLET SPARE PART |  | 0
1957500 | RV 06.1 Set of glassware (diagonal) |  | 0
1957600 | RV 06.2 Set of glassware (senkrecht; | vertical) | 0
1958000 | RV 06.11 Vapor tube |  | 0
1966700 | CLOSURE |  | 0
1966900 | CONNECTION PART |  | 0
1980700 | VC 1.1 Water jet pump |  | 0
2008700 | (IKA/RO 10P) Fuse |  | 0
2022300 | IKA, R1330 ANCHOR STIRRER | Stirrer Dia.45mm/Shaft Dia.8mm/L:350mm | 0
2022400 | R 1331 R-? W-? W-L; Stirrer ? Shaft | ? shaft length 90, 8, 350 mm | 0
2022500 | R 1335 R-? W-? W-L; Stirrer ? | Shaft ? shaft length 45, 8, 350 mm | 0
2110617 | Beaker Low Form 50ml with | Graduation Spout | 0
2110624 | Beaker Low Form 100ml with | Graduation Spout | 0
2110641 | Beaker Low Form 400ml | with graduation and spout | 0
2110644 | Beaker Low Form 500ml | with graduation and spout | 0
2110648 | Beaker Low Form 600ml |  | 0
2110654 | Beaker Low Form 1000ml | with graduation and spout | 0
2114700 | RV 06.15 Dichtung; Seal |  | 0
2121624 | Erlenmeyer Flask narrow |  | 0
2121654 | Erlenmeyer Flask Narrow Neck 1000ml |  | 0
2163500 | VC 1.3 Magnetic solenoid valve |  | 0
2167400 | H 28 Bath attachment |  | 0
2235000 | LT 5.23 Hose adapter |  | 0
2300000 | VC 2 IKAVAC?Vacuum controller |  | 0
2333000 | R 1312 R-? W-? W-L; Stirrer ? | Shaft ? shaft length 50, 8, 350 mm | 0
2336000 | FK 1 Flexible coupling |  | 0
2339600 | AS 501.5 Dish attachment |  | 0
2339700 | AS 1.10 Basic holder for AS 501.1 |  | 0
2339800 | AS 1.11 Clamping roll for AS 501.1 |  | 0
2341100 | AS 501.4 Fixing clip attachment |  | 0
2342700 | Drive(Assy) IKA |  | 0
2343600 | 3-Bladed Propeller Stirrer | IKA, R1389 (PTFE Coated) | 0
2343700 | R 1332 R-? W-? W-L; Stirrer ? | Shaft ? shaft length 60, 8, 350 mm | 0
2348000 | S 25 KV - 18 G Dispersing element |  | 0
2375545 | PETRI DISH 100 x 10mm | BRAND : DURAN | 0
2387900 | R 1302 R-? W-? W-L; Stirrer ? | Shaft ? shaft length 100, 10, 350 mm | 0
2404000 | S 25 KV - 25 F Dispersing element |  | 0
2432839 | BURETTE CLASS B GLASS KEY 100ML DURAN |  | 0
2435800 | TIMER FOR HORIZONTAL SHAKER HS501 |  | 0
2439100 | VC 2.4 Pump control |  | 0
2466900 | S 25 KV - 25 G Dispersing element |  | 0
2476800 | CONNECTING LINE EURO |  | 0
2481501 | PBA Main |  | 0
2482000 | EUROSTAR digital |  | 0
2484701 | (IKA/RO 10P) Rocker Swicth |  | 0
2494700 | S 25 NK - 19 G Dispersing element |  | 0
2495700 | Rotor for S25NK-19G |  | 0
2495800 | PTFE Bushing for S25NK-19G |  | 0
2506800 | PT 100.5 Temperature sensor |  | 0
2509200 | LR 2000.40, Shaft Receptacle | ID NO : 2509200 | 0
2509300 | LR 2000.60, Sensor receptacle | ID NO : 2509300 | 0
2518000 | DK 25.11 Flow chamber |  | 0
2520000 | HB 4 basic Heating bath |  | 0
2526400 | KS 501 digital Laboratory shaker |  | 0
2527000 | IKA, HS501 DIGITAL HORIZONTAL SHAKER | ID: 2527000 | 0
2536800 | Control Knob for Eurostar |  | 0
2541304 | Printed circuit board |  | 0
2541500 | Printed circuit board |  | 0
2562500 | AD 25 Mounting support for DK 25.11 |  | 0
2563000 | S 25 KV - 25 G - IL Dispersing element |  | 0
2572100 | RW 16 basic |  | 0
2572200 | EUROSTAR power basic |  | 0
2578100 | LT 5.24 Hose adapter |  | 0
2594500 | AS 1.12 Supporting bar for AS 1.10 |  | 0
2597000 | AS 1.13 Ground section holder for AS 1.0 |  | 0
2600001 | EUROSTAR POWER CONTROL-VISC(115 AV) |  | 0
2600300 | PT 100.51Temperature sensor, glass-coat | for RET c.v. / RET c.v. C safety control | 0
2601900 | PT 100.50 Temperature sensor, stainless | steel, for RET c.v. / RET c.v. C safetyl | 0
2602300 | HBR 4 digital Heating bath |  | 0
2603000 | R 301 Stirring shaft protection |  | 0
2604000 | R 301.1 Support holder for R 301 |  | 0
2606700 | LT 5.20 Hose |  | 0
2609800 | HP 30.1Temperature sensor |  | 0
2611500 | PT 100.7 Temperature sensor |  | 0
2616700 | PC 1.1 Cable |  | 0
2616800 | PC 1.2 Adapter, 25 pins |  | 0
2621500 | PC 5.1 Adapter |  | 0
2621900 | Midi MR 1 digital IKAMAG? |  | 0
2636700 | R 380 Stand support |  | 0
2657700 | R182 |  | 0
2657800 | R 270 Boss head clamp |  | 0
2669910 | COLOR SQUID IKAMAG?Harry抯 notes |  | 0
2669913 | COLOR SQUID IKAMAG?Zip |  | 0
2669917 | COLOR SQUID IKAMAG?Number one |  | 0
2669922 | COLOR SQUID IKAMAG?Wildcat |  | 0
2669936 | COLOR SQUID IKAMAG?Mighty Mouse |  | 0
2670400 | POTENTIOMETER COMP. POTI |  | 0
2673000 | PRINTED CIRCUIT BOARD |  | 0
2677000 | Mini MR standard IKAMAG? |  | 0
2697000 | Taggle Knob for IKA RW 20DZM |  | 0
2700700 | PC 2.1 Cable |  | 0
2734300 | AK 2.1 Analog cable |  | 0
2734500 | H 99 Protective cover for RCT basic | 3378500 and RET basic / control | 0
2735451 | H 62.51 Stainless steel sensor | for ETS-D5/D6, spare | 0
2735551 | H 66.51 Stainless steel sensor | for ETS-D5/D6, glass-coated | 0
2735600 | H 70 Extension cable |  | 0
2746700 | R 1303 R-? W-? W-L; Stirrer ? | Shaft ? shaft length 42, 8, 350 mm | 0
2747400 | R 1333 R-? W-? W-L; Stirrer ? | Shaft ? shaft length 150, 10, 550 mm | 0
2753200 | PC 2.2 Adapter |  | 0
2755900 | PC 1.4 Adapter |  | 0
2756000 | PC 1.5 Cable |  | 0
2756100 | AK 2.2 Analog cable |  | 0
2760000 | RW 28 basic |  | 0
2789400 | PRINTED CIRCUIT BOARD |  | 0
2797800 | PRINTED CIRCUIT BOARD |  | 0
2798400 | PCB POWER |  | 0
2801200 | AK 2.3 Analog cable |  | 0
2801300 | AK 2.4 Analog cable |  | 0
2803000 | PCB-MOTO CONTROLLER |  | 0
2807000 | LT 5.22 Hose adapter |  | 0
2808700 | DZM-M Monitor |  | 0
2808900 | DZM-K Extension cable (1 m) |  | 0
2809300 | DZM-S.o Sensor optical |  | 0
2810000 | DK 50.11 Flow chamber |  | 0
2812000 | KMO 2 basic IKAMAG? |  | 0
2828700 | IKA,MOTOR FOR RW28 DIGITAL |  | 0
2829300 | AM 1 Analog module |  | 0
2829400 | H 29 Oil bath attachment 1,0 l |  | 0
2829500 | H 30 Oil bath attachment 1,5 l |  | 0
2830000 | RW 11 basic Lab transparent |  | 0
2830001 | RW 11 basic Lab off-white |  | 0
2830005 | RW 11 basic Lab salmon pink |  | 0
2830200 | S 25 KV - 25 F - IL Dispersing element |  | 0
2833600 | rotor |  | 0
2833700 | hammer beater |  | 0
2834200 | IKA Rotor for MF 10.1 |  | 0
2834300 | Washer for MF10 Basic, IKA |  | 0
2834600 | Threaded Bolt MF10 Basic, IKA |  | 0
2836000 | MF 10 basic Microfine grinder drive | Brand: IKA, ID: 2836000 | 0
2841800 | metering sluice |  | 0
2847700 | PT 100.52 Temperature sensor, stainless | steel, for RET c.v. / RET c.v. C safety | 0
2850700 | IKA, ELECTRONIC OVERHEAD STIRRERS | EUROSTAR power control-visc P7 | 0
2854100 | VK 60/01 Adapter for RW 20 digital |  | 0
2858700 | H 240 Ring set |  | 0
2870800 | IKA TURNING HANDLE |  | 0
2871000 | MF 10.2 Impact grinding head |  | 0
2872000 | Blade rotor |  | 0
2904100 | A 11.4 Grinding chamber (250 ml) |  | 0
2904600 | A 11.1 Spare beater |  | 0
2907800 | AK 2.8 Analog cable |  | 0
2924500 | Pressure Spring for MF10 Basic, IKA |  | 0
2924800 | IKA, PARALLL KEY FOR MF10 BASIC |  | 0
2928300 | (IKA/RO 10P) Driving Belt |  | 0
2930200 | RO 5 power IKAMAG?Multi-station (5) |  | 0
2930300 | RT 5 power IKAMAG?Multi-station (5) |  | 0
2930400 | RO 10 power IKAMAG? Multi-station (10) |  | 0
2930500 | RT 10 power IKAMAG?Multi-station (10) |  | 0
2930600 | RO 15 power IKAMAG?Multi-station (15) |  | 0
2930700 | RT 15 power IKAMAG?Multi-station (15) |  | 0
2936000 | HKD 06.2 Stempel; Plunger |  | 0
2938900 | MF 0.25 Sieve (Hole size 0.25 mm) | ID: 2938900 | 0
2939200 | MF 1.0 Sieve (Hole size 1.0 mm) | ID: 2939200 | 0
2939500 | MF 3.0 Sieve (Hole size 3.0 mm) | ID: 2939500 | 0
2939600 | MF 4.0 Sieve (Hole size 4.0 mm) | ID" 2939600 | 0
2947300 | (IKA/HKS 130B) Optical Sensor |  | 0
2950300 | STRAIGHT PIN 1.4301 4.0 m6X16A2 |  | 0
2950600 | IKA, RETAINING RING |  | 0
2953800 | R 302 Stirring shaft protection |  | 0
2954100 | Countersunk Head Screw for MF10 Basic, A |  | 0
2954200 | Socket Head Cap Screw for MF10 Basic, IA |  | 0
2968500 | Carbon brush? |  | 0
2968700 | Ball Race Bearing |  | 0
2968800 | Ball Race Bearing ART NR |  | 0
2970000 | labworldsoft? |  | 0
2972500 | R 103 Plate stand |  | 0
2976500 | Rotary Knob for KS260 Basic |  | 0
2979400 | AS 1.5 Fastening screw |  | 0
2980100 | KS 130 Small shaker with positioning | point | 0
2980300 | KS 260 CONTROL, ORBITAL SHAKER | BRAND: IKA, ID: 2980300 | 0
2983000 | A 11.3 Beater (chromcarbid coated) |  | 0
2983100 | A 11.5 Spare grinding chamber (80 ml) |  | 0
3001300 | Control knob for營KA, KS260 Basic |  | 0
3002500 | (IKA/HKS 130B) PBA Power |  | 0
3002503 | IKA PCB POWER |  | 0
3002515 | PCB BOARD FOR KS260C |  | 0
3002900 | IKA PCB Display |  | 0
3006000 | IO 2 DATACONTROL |  | 0
3019800 | IKA CONTACT SPRING |  | 0
3029800 | IKA, Detent |  | 0
3030500 | AS 1.31 Clamping roll for AS 130.1 |  | 0
3030501 | AS 1.61 Clamping roll for AS 260.1 |  | 0
3033500 | Switch replacement set including | mounting guidelines | 0
3036200 | PC 2.3 Cable |  | 0
3041200 | IKA, QUAR RING SEAL |  | 0
3041800 | IKA, PISTON CPL |  | 0
3045000 | C 5040 CalWin Software |  | 0
3048700 | A 11.7 Funnel |  | 0
3050001 | BIG SQUID IKAMAG?Star |  | 0
3050002 | BIG SQUID IKAMAG?Froggy |  | 0
3050004 | BIG SQUID IKAMAG?Ocean |  | 0
3050005 | BIG SQUID IKAMAG?IKAm鋖eon |  | 0
3050009 | BIG SQUID IKAMAG?White |  | 0
3055100 | IKA PRESSURE SPRING |  | 0
3062000 | IO 2.1 DATACONTROL Power switch |  | 0
3066600 | IKA, HS 260 BASIC HORIZONTAL SHAKER | ID: 3066600 | 0
3066700 | IKA, HS 260 CONTROL HORIZONTAL SHAKER | ID: 3066700 | 0
3066900 | IKA CARBON BRUSH |  | 0
3067300 | Door Seal for Microfine Grinder MF10.2 |  | 0
3067400 | DOOR SEAL FOR IKA MF10.2 |  | 0
3067500 | IKA Rotor Blade for MF 10.1 |  | 0
3067600 | IKA,STATOR KNIFE (3pcs per set) |  | 0
3075000 | RV 05 basic Drive |  | 0
3113200 | DTM 12 IKATRON?Digital | temperature measuring instrument | 0
3115000 | AS 130.2 Fixing clip attachment |  | 0
3115500 | AS 260.2 Fixing clip attachment |  | 0
3120300 | AS 130.4 Test tube support |  | 0
3120900 | AS 260.5 Seperating funnel attachment |  | 0
3122100 | PT 100.23 Temperature sensor |  | 0
3122200 | PT 100.24 Temperature sensor |  | 0
3122300 | PT 100.25 Temperature sensor |  | 0
3122500 | PT 100.27 Temperature sensor |  | 0
3127800 | DTM 12.10 Data cable, 9 pins (F) |  | 0
3134800 | HKD 06.10 Kneading blade (front) |  | 0
3148000 | AS 1.30 Basic holder for AS 130.1 |  | 0
3149000 | AS 1.60 Basic holder for AS 260.1 |  | 0
3154100 | RV 05.3 Telescopic stand |  | 0
3157200 | O ring for KS260, Ident No : |  | 0
3160000 | R 1825 Plate stand |  | 0
3160200 | R 1827 Plate stand |  | 0
3164000 | EH 4 basic Immersion thermostat |  | 0
3172600 | LR 2000.65, pH measuring sensor | receptacle ID NO : 3172600 | 0
3185000 | PC BOARD FOR RET |  | 0
3192000 | PC 4.1 RS 232 Server |  | 0
3203700 | Rocker Switch |  | 0
3207000 | RH digital KT/C IKAMAG?safety control | (white coated heating plate,dig display) | 0
3207100 | RH basic KT/C IKAMAG?safety | control (white coated heating plate) | 0
3208000 | MTS 2/4 Digital microtiter shaker |  | 0
3232000 | RC 1 Remote control |  | 0
3257400 | Motor for MF10 Basic, IKA |  | 0
3264000 | SI 472 Fixing device |  | 0
3264400 | SI 474 Fixing device |  | 0
3277700 | lab disc (WHITE), ultraflat |  | 0
3288010 | Main Board for RH Digital KT/C Hotplate |  | 0
3294800 | SI 400 Safety switch |  | 0
3297000 | RW 28 D mit with three-phase motor |  | 0
3302900 | A 11.6 Double beater |  | 0
3304000 | S 10 N - 5 G Dispersing element |  | 0
3305500 | S 10 N - 8 G Dispersing element |  | 0
3305800 | IKA, COUPLING FOR T10BSIC |  | 0
3330000 | EUROSTAR power control-visc P1 |  | 0
3331400 | RW 14 basic |  | 0
3335000 | EH 4.1 Bath vessel (5 l) |  | 0
3335100 | EH 4.2Bath vessel (11 l) |  | 0
3335200 | EH 4.3 Bath vessel (18 l) |  | 0
3339600 | Heating element for IKA hotplate |  | 0
3341200 | VG 3.1 Standard attachment |  | 0
3342100 | VG 3.36 Erlenmeyer flask attachment | for 1 Erlenmeyer/round flask | 0
3342300 | VG 3.2 One-hand attachment |  | 0
3342400 | VG 3.3 Universal attachment |  | 0
3343900 | VG 3.32 Test tube attachment (for | 18 reagent glasses ?0mm) | 0
3344000 | VG 3.33 Test tube attachment (for | 12 reagent glasses ?2mm) | 0
3344100 | VG 3.34 Test tube attachment (for | 8 reagent glasses ?6mm) | 0
3344200 | VG 3.35 Test tube attachment (for | 8 reagent glasses ?20mm) | 0
3344300 | VG 3.31 Test tube attachment | for 54 Eppendorf tubes | 0
3344400 | VG 3.37 Microtiter plate attachment | for 1 standard microtiter plate | 0
3362300 | lab disc (SUNNY SIDE UP), ultraflat |  | 0
3364000 | RET control visc IKAMAG?safety | control (stainless steel heating plate) | 0
3364100 | RET control visc C IKAMAG?safety | control (white coated heating plate) | 0
3366700 | PCB BOARD FOR IKA ORBITAL SHAKER, KS501 |  | 0
3367600 | PT 1000.50 Temperature sensor, double, | sus, for RET c.v. / RET c.v. C safety cl | 0
3372000 | R 200 Clamp |  | 0
3375400 | VX 8.1 Clamping roll |  | 0
3377700 | PT 1000.51 Temperature sensor, double, | glass-coated, for RET c.v. / RET c.v | 0
3378100 | ETS-D6 Electronic contact thermometer | with integrated pH measuring instrument | 0
3380400 | heating foil? |  | 0
3381300 | Topolino mobil (battery-powered) |  | 0
3384100 | HCT basic IKATHERM?Heating plate (alum) |  | 0
3384200 | REO basic (stainless steel set-up plate |  | 0
3386000 | R 104 Stand |  | 0
3390900 | INSULATING SLEEVE |  | 0
3396900 | Flat Key |  | 0
3420000 | T 10 basic ULTRA-TURRAX? | BRAND: IKA, ID: 3420000 | 0
3426300 | MS 3.1 Standard attachment |  | 0
3426400 | MS 3.4 Microtiter plate attachment |  | 0
3426600 | MS 3.3 Universal attachment |  | 0
3428000 | MS 3.5 PCR Plate Attachment |  | 0
3433212 | S 10 D - 7 G - KS - 65 Plastic | dispersing element (12 pcs.) | 0
3433225 | S 10 D - 7 G - KS - 65 Plastic dispersig | element (25 pcs.) | 0
3433312 | S 10 D - 7 G - KS - 110 Plastic | dispersing element (12 pcs.) | 0
3433325 | S 10 D - 7 G - KS - 110 Plastic | dispersing element (25 pcs.) | 0
3451700 | S 25 D - 14 G -Plastic dispersing eleme | 5pcs | 0
3451800 | S 25 D - 10 G - Plastic dispersing elem | 5pcs | 0
3451900 | S 18 D - 14 G - KS Plastic | dispersing element (5 pcs.) | 0
3452000 | S 18 D- 10 G - KS Plastic | dispersing element (5 pcs.) | 0
3452100 | S 25 D - 14 G -Plastic dispersing eleme | 10pcs | 0
3452200 | S 25 D - 10 G - Plastic dispersing elem | 10pcs | 0
3452300 | S 18 D - 14 G - KS Plastic | dispersing element (10 pcs.) | 0
3452400 | S 18 D - 10 G - KS Plastic | dispersing element (10 pcs.) | 0
3452500 | S 18/25-ET50 Einweg Tube; Disposable | tube | 0
3479000 | RH basic 1 IKAMAG? | (stainless steel heating plate) | 0
3481700 | Thermocouple? |  | 0
3482300 | 7inch surface? |  | 0
3484300 | glass-ceramic plate (280x280mm) |  | 0
3487000 | C-MAG HS 7 DIGITAL HOTPLATE STIRRER | BRAND: IKA, ID: 3487000 | 0
3510100 | KS 4000 ic control Incubator shaker | with built-in cooler | 0
3511800 | IKA, Cover for KS4000 I control |  | 0
3514000 | IKA, Gas spring for KS4000 I control |  | 0
3516800 | PT 1000.60 Temperature sensor, stainless | steel, for RCT basic safety control | 0
3525900 | motor |  | 0
3525901 | Shaded Pole Motor |  | 0
3552800 | Switching adapter for MS3 Shaker |  | 0
3560800 | Coupling, Ident No : 3560800 |  | 0
3561000 | T 18 basic ULTRA-TURRAX? |  | 0
3565000 | T 25 digital ULTRA-TURRAX? |  | 0
3565100 | PCB For IKA T25 |  | 0
3573000 | BIG SQUID IKAMAG?pineapple |  | 0
3573200 | BIG SQUID IKAMAG?strawberry |  | 0
3573400 | BIG SQUID IKAMAG?kiwi |  | 0
3573600 | BIG SQUID IKAMAG?orange |  | 0
3576900 | ika color squid |  | 0
3578000 | lab disc orange, ultraflat |  | 0
3578200 | lab disc green, ultraflat |  | 0
3578400 | lab disc pink, ultraflat |  | 0
3578600 | lab disc brown, ultraflat |  | 0
3581202 | C-MAG HS7 S2 MAGNETIC STIRRER 230V |  | 0
3581600 | C-MAG HP4 HOTPLATE, 4" X 4" | BRAND: IKA, ID: 3581600 | 0
3581800 | C-MAG HP7 HOTPLATE, 7" X 7" | BRAND: IKA, ID: 3581800 | 0
3581801 | C-Mag HP7, 115v |  | 0
3581826 | C-Mag HP 7, IKA |  | 0
3582000 | C-MAG HP10 HOTPLATE, 10" X 10" | BRAND: IKA, ID: 3582000 | 0
3582400 | MAGNETIC STIRRER WITHOUT HEATING 7"X7" | BRAND: IKA, MODEL: C-MAG MS7 (3582400) | 0
3582401 | C-MAG MS7, (115V) 50/60 Hz |  | 0
3582600 | C-MAG?MS10 (Seamless Glass-Ceramic | working plate) | 0
3592800 | Taggle Knob for IKA RW 20D\ |  | 0
3593001 | RW20 (115AV) |  | 0
3596900 | PCB BOARD FOR T25 UTLRA TURRAX |  | 0
3599000 | PCB |  | 0
3599200 | Glaskugeln, ?6 mm (250 g); Glass balls) |  | 0
3599300 | Stainless steel balls, ?6mm (250 g) |  | 0
3614200 | IKA, PCB- BOTTOM |  | 0
3627700 | VX 11 Basic holder |  | 0
3629500 | ST-50-M Tube with stirring device |  | 0
3629600 | DT-50-M Tube with rotor-stator element |  | 0
3629700 | BMT-50-S-M Tube for grinding with | stainless steel balls | 0
3629800 | BMT-50-G-M Tube for grinding with glass | balls | 0
3631600 | PTFE Inlet Pipe for Rotary Evaporator |  | 0
3631700 | IKA STOPCOCK |  | 0
3631800 | Vacuum connection |  | 0
3640000 | HB10 basic, Heating Bath |  | 0
3641000 | Protection cover for heating bath HB 10 |  | 0
3641800 | Shield for heating bath HB 10 |  | 0
3642000 | HB10 digital, Heating Bath |  | 0
3645000 | ULTRA-TURRAX?workstation consists of: | Tube Drive, 2 x ST-20, 2 x DT-20, 2 x Bx | 0
3647500 | Stepping motor | Brand : IKA | 0
3655300 | Set of glassware, vertical |  | 0
3658800 | CC3-308B vpc Circulating thermostat |  | 0
3659000 | VX 11.1 Test tube insert |  | 0
3659100 | VX 11.2 Test tube insert |  | 0
3659200 | VX 11.3 Test tube insert |  | 0
3659300 | VX 11.4 Test tube insert |  | 0
3661000 | H 100 Protective cover for RCT basic |  | 0
3666000 | H 101 Protective cover for REO basic | 3384200 | 0
3667200 | IKA, CAP |  | 0
3674000 | Mini MR Standard IKAMAG |  | 0
3682000 | PCB logic RV 10 | Brand : IKA | 0
3683300 | CLAMP NS29 STAINLESS STEEL FOR RV10 BASC |  | 0
3683400 | IKA Joint Clips | clamp NS29 | 0
3689400 | IKA, BLP/PCB POWER |  | 0
3690500 | RO 5 Magnetic stirrer |  | 0
3691000 | RO 10 Magnetic stirrer |  | 0
3691100 | RT 10 MAGNETIC STIRRER | BRAND: IKA, ID: 3691100 | 0
3692500 | RO 15 Magnetic stirrer |  | 0
3692600 | RT15 Magnetic Stirrer | Brand : IKA | 0
3698200 | COLOR SQUID IKAMAG?zebra |  | 0
3698300 | COLOR SQUID IKAMAG?bubbles |  | 0
3698400 | COLOR SQUID IKAMAG?wave |  | 0
3698500 | COLOR SQUID IKAMAG?palms |  | 0
3699500 | ST-50 Tube with stirring device |  | 0
3699600 | DT-50 Tube with rotor-stator element |  | 0
3699700 | BMT-50-S Tube for grinding with stainles | steel balls | 0
3699800 | BMT-50-G Tube for grinding with | glass balls | 0
3700500 | ST-20-M-gamma Tube with stirring device |  | 0
3700600 | DT-20-M-gamma Tube with | rotor-stator element | 0
3700700 | BMT-20-S-M-gamma Tube for grinding | with stainless steel balls | 0
3701500 | ST-50-M-gamma Tube with stirring device |  | 0
3701600 | DT-50-M-gamma Tube with | rotor-stator element | 0
3701700 | BMT-50-S-M-gamma Tube for grinding | with stainless steel balls | 0
3702500 | ST-20-M Tube with stirring device |  | 0
3702600 | DT-20-M Tube with rotor-stator element |  | 0
3702700 | BMT-20-S-M Tube for grinding with | stainless steel balls | 0
3702800 | BMT-20-G-M Tube for grinding with glass | balls | 0
3703000 | ST-20 Tube with stirring device |  | 0
3703100 | DT-20 Tube with rotor-stator element |  | 0
3703200 | BMT-20-S Tube for grinding with stainles | steel ball | 0
3703300 | BMT-20-G Tube for grinding with glass | ball | 0
3709000 | PCB For IKA RO 15 |  | 0
3710000 | AS 4000.3 Dish attachment |  | 0
3710100 | AS 4000.2 Fixing clip attachment |  | 0
3710200 | AS 1.400 Basic holder |  | 0
3712000 | AS 1.401 Clamping roll |  | 0
3712300 | AS 1.402 Fastening screw |  | 0
3713000 | ISOLATION (REAR FILTER) |  | 0
3713100 | ISOLATION(TOP FILTER) |  | 0
3736000 | PT 1000.70 Stainless steel sensor | glass-coated, for RCT basic | 0
3738200 | NS 29/32 Powder flask (500 ml) |  | 0
3738300 | NS 29/32 Powder flask (1.000 ml) |  | 0
3738400 | NS 29/32 Powder flask (2.000 ml) |  | 0
3738800 | NS 29/32 Evaporation cylinder (500 ml) |  | 0
3738900 | NS 29/32 Evaporation cylinder (1.500 ml) |  | 0
3739200 | NS 29/32 foam brake |  | 0
3739400 | NS 29/32 Destilling spider with 6 | destilling sleeves | 0
3739500 | NS 29/32 Destilling spider with 12 | destilling sleeves | 0
3739600 | NS 29/32 Destilling spider with 20 | destilling sleeves | 0
3740000 | HB10 control, Heating Bath |  | 0
3740100 | NS 29/32 Evaporation flask (50 ml) |  | 0
3740200 | NS 29/32 Evaporation flask (100 ml) |  | 0
3740300 | NS 29/32 Evaporation flask (250 ml) |  | 0
3740400 | NS 29/32 Evaporation flask (500 ml) |  | 0
3740500 | NS 29/32 Evaporation flask (1.000 ml) |  | 0
3740600 | NS 29/32 Evaporation flask (2.000 ml) |  | 0
3740700 | NS 29/32 Evaporation flask (3.000 ml) |  | 0
3740800 | NS 29/32 Destilling spider with | 5 flasks 50 ml | 0
3740900 | NS 29/32 Destilling spider with | 5 flasks 100 ml | 0
3741000 | Glassware vertical-intensive action | condenser with manifold | 0
3741100 | Glassware vertical-intensive action | condenser with manifold, coated | 0
3742000 | Glassware condensate trap |  | 0
3742100 | Glassware condensate trap, coated |  | 0
3742200 | KS35/20 Receiving flask (100 ml) |  | 0
3742300 | KS35/20 Receiving flask (250 ml) |  | 0
3742400 | KS35/20 Receiving flask (500 ml) |  | 0
3742500 | KS35/20 Receiving flask (1.000 ml) |  | 0
3742600 | KS35/20 Receiving flask (2.000 ml) |  | 0
3742700 | KS35/20 Receiving flask (3.000 ml) |  | 0
3743000 | Glassware reflux destillation, vertical |  | 0
3743100 | Glassware reflux destillation, vertical | coated | 0
3743200 | KS35/20 Receiving flask, coated (100 ml) |  | 0
3743300 | KS35/20 Receiving flask, coated (250 ml) |  | 0
3743400 | KS35/20 Receiving flask, coated (500 ml) |  | 0
3743500 | KS35/20 Receiving flask, coated (1.000 ) |  | 0
3743600 | KS35/20 Receiving flask, coated (2.000 ) |  | 0
3743700 | KS35/20 Receiving flask, coated (3.000ml |  | 0
3744000 | Glassware reflux destillation, vertical | intensive | 0
3744100 | Glassware reflux destillation, | vertical-intensive, coated | 0
3749300 | ST-20-gamma Tube with stirring device |  | 0
3749400 | DT-20-gamma Tube with rotor-stator elem |  | 0
3749500 | BMT-20-S-gamma Tube for grinding | with stainless steel balls | 0
3749700 | TC-20 for 20 ml tubes |  | 0
3749800 | TC-50 for 50 ml tubes |  | 0
3749900 | TC-20-M mit with pierceable membran | for 20 ml tubes | 0
3750000 | TC-50-M mit with pierceable membran | for 50 ml tubes | 0
3754000 | IKA SILENT STREAM |  | 0
3755300 | Set of glassware, diagonal |  | 0
3755400 | Set of glassware, vertical, coated |  | 0
3755500 | Set of glassware, diagonal, coated |  | 0
3782525 | R1824, plate stand |  | 0
3783500 | T 50 basic ULTRA-TURRAX? |  | 0
3799500 | ST-50-gamma Tube with stirring device |  | 0
3799600 | DT-50-gamma Tube with rotor-stator ele |  | 0
3799700 | BMT-50-S-gamma Tube for grinding | with stainless steel balls | 0
3810000 | IKA, HOTPLATE STIRRER, RCT BASIC IKAMAG | ID: 3810000 | 0
3812200 | NS 29/32 Steam duct |  | 0
3819300 | AS 2.6 Fixing clip (1.000 ml) |  | 0
3827500 | Ultra Turrax Tube Drive Workstation | Brand: IKA, ID: 3827500 (Control) | 0
3859000 | RV10.300M EXTENSION PLATE |  | 0
3859300 | PCB power RV10 Control? |  | 0
3889500 | R60 Keyless Chuck |  | 0
3900200 | PUMP CONTROL INCL. MAGNETIC VALVE |  | 0
3904500 | Quarter Vial 8ml |  | 0
3904600 | Quarter Vial 16ml |  | 0
3904700 | Reaction block flask 100ml |  | 0
3904800 | Flask Insert 10ml |  | 0
3904900 | Flask Insert 25ml |  | 0
3905000 | Flask Insert 50ml |  | 0
3905200 | Flask Insert 200ml |  | 0
3905400 | Flask Insert 300ml |  | 0
3905500 | H135.610 Insert,500ml round flask | (Purple) | 0
3905600 | H135.6 Reaction block,1000ml round | flask (Blue) | 0
3907000 | RV 10.8001 Seal, PTFE, stn. Steel |  | 0
3907100 | RV10.5003 PRESSURE REGULATING VALVE |  | 0
3919100 | Membrane vacuum pump | Brand : IKA | 0
3920000 | stickmax |  | 0
3940000 | KS 3000 i control Incubator shaker | Brand: IKA, ID: 3940000 | 0
3964000 | RET CONTROL IKAMAG |  | 0
3971700 | IKA, RV 10.74 VAPOR TUBE SHORT NS 29/32 |  | 0
3980000 | MVP 10 basic | ID NO : 3980000 | 0
3990000 | EUROSTAR 200 DIGITAL |  | 0
3992000 | EUROSTAR 200 CONTROL | BRAND: IKA, ID: 3992000 | 0
4000000 | IKA, ROCKER 3D BASIC | ID: 4000000 | 0
4001000 | IKA ROCKER 3D, DIGITAL SHAKER |  | 0
4002000 | IKA, ROCKER 2D BASIC |  | 0
4003000 | ROCKER 2D DIGITAL | BRAND:IKA | 0
4005000 | IKA, TRAYSTER BASIC |  | 0
4010000 | IKA, ROLLER 6 BASIC | ID: 4010000 | 0
4011000 | IKA, ROLLER 6 DIGITAL, 5-80rpm | ID: 4011000 | 0
4012000 | IKA, ROLLER 10 BASIC |  | 0
4013000 | IKA, ROLLER 10 DIGITAL |  | 0
4020700 | Analytical mill | BRAND : IKA ORDER NO : 4020700 | 0
4025100 | IKA DRY BLOCK HEATERS 1 |  | 0
4025200 | DRY BLOCK HEATER 2 |  | 0
4025300 | DRY BLOCK HEATER 3 |  | 0
4025400 | DRY BLOCK HEATER 4 |  | 0
4028500 | EUROSTAR 100 Control overhead stirrer | Brand:IKA,ID: 4028500 | 0
4038300 | Fixing Clamp |  | 0
4038400 | Spring |  | 0
4041800 | FLASK INLAY 10ML |  | 0
4042000 | H135.302 FLASK INLAG 250ML |  | 0
4042200 | H135.301 FLASK INLAG 100ML |  | 0
4049600 | Vortex 4 basic | BRAND:IKA | 0
4050000 | RW47 digital |  | 0
4050100 | IKA, VORTEX DIGITAL MIXER |  | 0
4067700 | MPC 105 T Vakuumpumpe; Vacuum pump |  | 0
4090000 | EUROSTAR 200 Control P4 Overhead Stirrer | Brand: IKA, ID: 4090000 | 0
4090100 | Altern.curr.motor RAL 7015-Slate Grey |  | 0
4107300 | IKA CONNECTION HOSE |  | 0
4114700 | Distance Bushing |  | 0
4114800 | Distance Bushing |  | 0
4125000 | HBC 5 basic, Heating bath circulator,5-7 | ID NO : 4125000 | 0
4171000 | RC 2 basic, Chiller | ID NO : 4171000 | 0
4173000 | Recirculating Chiller-RC 2 control | ID : 4173000 | 0
4180000 | Tube Mill control |  | 0
4238100 | EUROSTAR 100 DIGITAL | BRAND: IKA, ID: 4238100 | 0
4240200 | C-MAG HS 4 dig Mag stir w heat ceramic |  | 0
4240400 | IKA, HOTPLATE STIRRER 10"X10", | C-MAG HS10 DIGITAL *WITH PT1000 | 0
4278200 | KS 130 Control | Brand : IKA | 0
4278400 | KS 260 CONTROL ORBITAL SHAKER | BRAND : IKA ORDER NO :4278400 | 0
4379200 | CROSS FLOW BLOWER |  | 0
4425000 | MT 40 Disposable grinding chamber |  | 0
4440000 | EUROSTAR 60 CONTROL OVERHEAD STIRRER |  | 0
4447300 | S25N-18G-ST DISPERSING ELEMENT |  | 0
4447500 | S 25 N ?25G ?ST |  | 0
4448300 | FLASK CARRIER 100ML WITH HANDLE |  | 0
4467700 | DB1.2 SINGLE BLOCK FOR EPPENDORF TUBE l |  | 0
4467900 | SINGLE BLOCK |  | 0
4468100 | DB2.1 SINGLE BLOCK FOR 15ML TUBES |  | 0
4468300 | DB 3.1 Single block, test tube comb., 6 |  | 0
4468500 | SINGLE BLOCK |  | 0
4488600 | IKAFLON 10 ROUND PTFE COATED |  | 0
4488700 | IKAFLON 15, SET (5PCS) ROUND |  | 0
4488800 | IKAFLON 20 SET(5 PCS) ROUND |  | 0
4488900 | IKAFLON 25, SET (5PCS) ROUND? |  | 0
4489000 | IKAFLON 30 Set (5 Pcs) round PTFE-coatr |  | 0
4489100 | IKAFLON 15, SET (5PCS) ROUND, PTFE |  | 0
4489200 | IKAFLON 50 Set (5 Pcs) round PTFE-coatd |  | 0
4489300 | IKAFLON 80, SET (5PCS) ROUND |  | 0
4491800 | H135.30 FLASK CARRIER 500ML |  | 0
4492200 | IKAFLON glass 25 Set (5 Pcs) round | Stirring Bar, ID: 4492200 | 0
4492800 | IKAFLON glass 50 Set (5 Pcs) round | Stirring Bar, ID: 4492800 | 0
4493800 | IKAFLON 25 Set (5 Pcs) slide round PTFE | Stirring Bar, ID: 4493800 | 0
4494000 | IKAFLON 30 Set (5 Pcs) slide round PTFE | STIRRING BAR (ID : 4494000) | 0
4494200 | IKAFLON 40 Set (5 Pcs) slide round PTFE | Stirring Bar, ID: 4494200 | 0
4494400 | IKAFLON 50 Set (5 Pcs) slide round PTFE | STIRRING BAR (ID : 4494400) | 0
4496200 | IKAFLON?10 Set (5 Pcs) cross |  | 0
4496600 | IKAFLON 25, SET (5PCS) CROSS |  | 0
4496800 | MAGNETIC STIRRING BARIKAFLON 30 SET | (5PCS) CROSS PTFE-COATED | 0
4497000 | IKAFLON 38 CROSS ( 5 PCS ) |  | 0
4499300 | MAGNETIC STIRRING BAR |  | 0
4499500 | TRIKA 55set | Brand : IKA Ident No : 4499500 | 0
4499600 | TRIKA 80set | Brand : IKA Ident No : 4499600 | 0
4525100 | TUBE INSERT 24X1.5ML |  | 0
4525200 | TUBE INSERT 24 x 5 ml tubes with ?12mm |  | 0
4525300 | TUBE INSERT 12 x 15 ml tubes with ?16mm |  | 0
4525400 | TUBE INSERT 6 x 50 ml tubes with ?8mm |  | 0
4532000 | Universal mat, RD-1 |  | 0
4581700 | SECOND LEVEL ATTACHMENT, A2 |  | 0
4663300 | pH electrode LR1000.64 | ID : 4663300 | 0
4663400 | pH electrode receptacle LR1000.65 | ID :4663400 | 0
4664300 | LR 1000.41 |  | 0
4720000 | labworldsoft V5 Software | ID : 4720000 | 0
5000500 | H 16.1 Extension for support rod |  | 0
5004700 | Heating foil |  | 0
5004800 | heating foil |  | 0
5008000 | RCT Basic Control PCB for 1500rpm |  | 0
5018000 | IKA, HEATING FOIL FOR RCT BASIC |  | 0
5019700 | RH basic Magnetic stirrer with heating |  | 0
5020000 | RET control | replace RET Contro/RET Control/t | 0
5029700 | RH BASIC WHITE,MAGNETIC STIRRER WITH HEG |  | 0
5030000 | IKA, RET CONTROL-VISC WHITE MAGNETIC STG |  | 0
5038000 | IKA PCB FOR RCT BASIC |  | 0
5040000 | RW28 |  | 0
6002100 | Ampoule Filling & Sealing Machine |  | 0
6011006 | Capsule Filling Machine(Hand Operated) | Capsule Size 3 | 0
6011301 | Capsule Filling Machine(Hand Operated) | Conversion Kit-Capsule Size 1-3 | 0
6030620 | Hand Crimping & Decapping Tongs |  | 0
6030721 | Hand Crimping & Decapping Tongs |  | 0
7122800 | IGNITION WIRE,C5010.3 (5PCS/PACK) |  | 0
7207700 | IKA C5003.1 AQUA PRO |  | 0
7224500 | C 14 Combustible crucible (100 pieces) |  | 0
7500194 | PP,CLASS B GRADUATED CYLINDERS 2000mL | BRAND : HIRSCHMANN | 0
7600290 | PP Measuring Jug 500mlwith Embossed | Blue Graduation | 0
8000200 | AS 501.1 Universal attachment |  | 0
8000300 | AS 501.2 Seperating funnel attachment |  | 0
8000400 | AS 501.3 Seperating funnel attachment |  | 0
8000500 | AS 501.6 Seperating funnel attachment |  | 0
8003100 | S 50 KR - G 45 G Dispersing element |  | 0
8003300 | S 50 N - G 45 M Dispersing element |  | 0
8003400 | S 50 KR - G 45 M Dispersing element |  | 0
8003900 | S 50 N - G 45 F Dispersing element |  | 0
8004000 | S 50 KR - G 45 F Dispersing element |  | 0
8005100 | S 50 N - W 65 SK Cutting head |  | 0
8005700 | S 65 KG - HH - G 65 M Dispersing element |  | 0
8005900 | S 65 KG - HH - G 65 F Dispersing element |  | 0
8006200 | M 20.1 Grinding chamber |  | 0
8006300 | S 50 N - W 80 SMK Jet mixer head |  | 0
8006400 | S 50 KR - W 80 SMK Jet mixer head |  | 0
8010000 | RV 06-ML 1-B mit with set of | glassware diagonal | 0
8010100 | RV 06-ML 2-B mit with set of | glassware vertical | 0
8010600 | H 52 Power pack set |  | 0
8014200 | DZM control.o Revolution counter |  | 0
8014400 | UTL 25 digital Inline ULTRA-TURRAX? |  | 0
8015600 | DC 2 DATACONTROL |  | 0
8015700 | VK 600 control VISCOKLICK? | Torque measurement instrument | 0
8015800 | S 50 KV - G 45 G - IL Dispersing element |  | 0
8017200 | DA 2 DATACONTROL |  | 0
8017300 | AS 130.1 Universal attachment |  | 0
8017500 | PCI 8.2 Plug-in card |  | 0
8017900 | RV 05 basic 1-B mit with set of | glassware diagonal | 0
8018000 | RV 05 basic 2-B mit with set of | glassware vertical | 0
8022300 | IKA, RV 10 Basic V, Rotary Evaporator | c/w HB10 Basic & RV10.1 Glassware | 0
8022400 | RV 10 basic D, mit with set of | glassware diagonal | 0
8022500 | IKA, RV 10 Digital V, Rotary Evaporator | c/w HB10 Digital & RV10.1 Glassware | 0
8022600 | RV 10 digital D, mit with set of | glassware diagonal | 0
8022700 | IKA, RV 10 Control V, Rotary Evaporator | c/w HB10 Control & RV10.1 Glassware | 0
8022800 | RV 10 control D, mit with set of | glassware diagonal | 0
8022900 | RV 10 basic V-C, mit with set of | glassware vertical, coated | 0
8023000 | RV 10 basic D-C, mit with set of | glassware diagonal, coated | 0
8023100 | RV 10 digital V-C, mit with set of | glassware vertical, coated | 0
8023200 | RV 10 digital D-C, mit with set of | glassware diagonal, coated | 0
8023300 | RV 10 control V-C, mit with set of | glassware vertical, coated | 0
8023400 | RV 10 control D-C, mit with set of | glassware diagonal, coated | 0
8023800 | UTL 50 basic Inline ULTRA-TURRAX? |  | 0
8040600 | IKA, RV 10 Basic V, Rotary Evaporator |  | 0
8801800 | C 2000 Basic |  | 0
9011600 | RW 20 digital Package |  | 0
9019500 | RW 47 D Package |  | 0
9024500 | T 50 digital ULTRA-TURRAX Package, | Incl. S50N-G45G, R2723 and R271 | 0
10000035 | VELP Plastic bottle 1 litre for SMS |  | 0
10000036 | VELP 2 liters plastic bottle for SMS SCR |  | 0
10000125 | Viton gasket for FIWE 6 |  | 0
10000294 | RCT basic Package |  | 0
10000485 | IKA CHUCK FOR RW47D | ( replacement code for 0472500) | 0
10000938 | Hydraulic ejector, |  | 0
10001035 | LR 1000 CONTROL PACKAGE | PACKAGE NO : 10001035 | 0
10001094 | VELP Teflon tube ? X 8MM (58cm), |  | 0
10001764 | Velp Water Detector FIWE-SER for SER 148 |  | 0
10002412 | EPDM tube |  | 0
10002415 | Main board JP 230V, |  | 0
10004518 | Velp Filter For Tap Water Valve SER 148 |  | 0
10005558 | VELP EPDM tube ?,4X 11,2mm black |  | 0
10005691 | Main Board for VELP FOC120 FOC215 |  | 0
10024657 | BUSHING,BALL LINEAR.6250OD.3750ID |  | 0
10024734 | I.C.68008 MICROPROC,PN:1000525 |  | 0
10024844 | SWITCH VACUUM SMC MDL:ZSE-OX-15 |  | 0
10027363 | PAD VACUUM V-HEAD YVP-008680-1 |  | 0
10027386 | CYLINDER,AIR YCY-007809-1 |  | 0
10027415 | BEARING YBB-005390-1 |  | 0
10027567 | VALVE,SOL DEE-003112-1 |  | 0
10027568 | VALVE SOL DEE-0031151-1 |  | 0
11005307 | LINEAR BUSH IKO LM-81517F |  | 0
11005308 | VACUUM PAD (71A) |  | 0
11006889 | FIBER UNIT(OMRON)DCB-HQ5432X01-1 |  | 0
11011113 | BEARING YBB-006316-1 |  | 0
11011155 | BELT TIMING 5M462(YBT-007723-1) |  | 0
11011156 | BELT TIMING 5M450 |  | 0
11030931 | BELT TIMING 5M300 |  | 0
20001204 | Spiral stirrer, ?00 mm, L550 mm-R 30031 |  | 0
20002975 | S 25-KR-25F DISPERSING ELEMENT | BRAND ; IKA | 0
20003417 | Beaker cap BC 1000 | BRAND : IKA | 0
20003577 | RCT BASIC |  | 0
20004850 | VCV 1, Vacuum control valve manual | ID NO : 20004850 | 0
20004893 | Vacuum control valve digital-VCV 2 | ID : 20004893 | 0
20008398 | Rubber mat |  | 0
25000627 | H 135.102 BLOCK, 16 x 8ml |  | 0
25000630 | H 135.105 BLOCK, 4 x 30ml |  | 0
25000633 | IKA 135.108 Block 250ml |  | 0
25000634 | FLASK CARRIER 100ML WITH HANDLE |  | 0
25000638 | H135.203 FLASK INLAY 50ML |  | 0
25000639 | H135.30 FLASK CARRIER 500ML WITHOUT HANE |  | 0
25000641 | H135.301 FLASK INLAY 100ML |  | 0
25000642 | H 135.302 Flask inlay 250ml |  | 0
25003280 | IKA FLASK CARRIER WITHOUT HANDLE 250ML |  | 0
25004132 | Magnetic stirrer w/o heating, Mini MR Sd |  | 0
40000081 | HOTPLATE GREY ?55mm 230V [R] | VELP SPARE PART FOR AM4, F20520166 | 0
40500071 | STRUERS MD-DAC POLISHING CLOTH 200MM | BOX OF 5 pcs | 0
40500092 | STRUERS MD-CHEM POLISHING CLOTH 200MM | BOX OF 5 pcs | 0
49900021 | STRUERS MD-FUGA 200MM - BOX OF 5pcs |  | 0
50019620 | Mitutoyo Digimatic Caliper Model: 500-0 |  | 0
50019720 | MITUTOYO DIGITAL CALIPER | MODEL: 500-197-20 | 0
0162011000 | steel ruler model 0162011000 1 meter |  | 0
311027529 | Burette 50ml with Straight PTFE Key, | Class B | 0
50520082000 | Silicon Carbide Paper ?" (203mm) | #2000-plain backed-100p/box | 0
131000220318 | DIAMOND ALM3V-18 A.LEVEL * W/MAG |  | 0
1LBUFSOLPH7 | 1 LITRE BUFFER SOLUTION PH7 |  | 0
R-A-5000-7800 | "RENISHAW M2 STY D0.3R L10 EWL2 d0.3TC" |  | 0
#4-40 - 2B SCREW | #4-40 - 2B SCREW TENSILE TEST JIG |  | 0
0.3XOBJLENMLCD2 | 0.3X OBJECTIVE LENS FOR MLCD-2 |  | 0
0.5NEWTONWEIGHT | 0.5 newton weight |  | 0
0.5XAUXRZM | 0.5x auxiliary lens for RZM |  | 0
0.5XOBJLENMLCD2 | 0.5X OBJECTIVE LENS FOR MLCD-2 |  | 0
0.75XOBJLENMLCD2 | 0.75X OBJECTIVE LENS FOR MLCD-2 |  | 0
00MIT800X500X130 | granite 800x500x130mm grade 00, |  | 0
0418E | Industrial Rigid Borescope,0 deg.4mm dia | 175mm working length, storz compatible . | 0
0425-80 | Seliwanoff Reagent, "READIL", 500ml(R&M, |  | 0
0482-60 | Lactophenol Cotton-Blue, "Rmstain" | 100ml, (R&M), | 0
04GZA241 | motutoyo ratchet |  | 0
06013880L020 | BOSCH GWS7-100 GRINDER W/CARBON |  | 0
062-65005 + ADHOC-OTHERS | Halogen Lamp NA55917 12V, and | "Lab charges to 1xPreventive Maintenance | 0
062-65055-05 | Deuterium Lamp, L6380 80v |  | 0
0660-00 | Biuret's Reagent, Protein Det, "READIL", | 500ml, (R&M), 0660-00 | 0
06PMS01 | PRECIMET ?1 Low Speed Saw |  | 0
06PMSSC | Start of Consumables |  | 0
0910-01 | Brand : Hettich, Cat no. :0910-0 | HETTINFO Basic kit 1, 120V for max. 8 pa | 0
0911-01 | Brand : Hettich, Cat no. :0911-0 | HETTINFO Extension kit A 120V | 0
0912-01 | Brand : Hettich, Cat no. :0912-0 | HETTINFO Basic kit 2,120V for max. 15 pa | 0
0913-01 | Brand : Hettich, Cat no. :0913-0 | HETTINFO Extension kit B 120V | 0
0915-01 | Brand : Hettich, Cat no. :0915-0 | External barcode kit 120V | 0
09EAA082 | 57X50X12MM DP-1VR |  | 0
1.0NEWTONWEIGHT | 1.0 newton weight |  | 0
1.0XOBJLENMLCD2 | 1.0X OBJECTIVE LENS MLCD-2 |  | 0
1.370.003 | Witeg High Precision Standard Thermometr |  | 0
1.370.004 | Witeg High Precision Standard Thermometr |  | 0
1.5X2"HEXBIT | 1.5mm x 2 inch hex bit |  | 0
1/2IND&BALL | 1/2" (?2.70MM) INDENTER AND SPARE BALL |  | 0
1/4IND&BALL | 1/4" (?.350MM) INDENTER AND SPARE BALL |  | 0
1/8IND&BALL | 1/8" (?.175MM) INDENTER AND SPARE BALL |  | 0
1000X1000X150STD | granite stand with raiser block | 1000x1000x150mm | 0
1004-01 | Brand : Hettich, Cat no. :1004-0 | EBA 21, Benchtop centrifuge, without rot | 0
100MLIMMOIL | 100ML/BOTTLE IMMERSION BOTTLE OIL |  | 0
100XOBJIMS100 | 100X OBJECTIVE LENS FOR IMS100 |  | 0
100XOBJXS2800 | 100x Objective Lens for XS2800 |  | 0
1017-A | Rotor 12-Place | Brand: Hettich, Cat No: 1017-A | 0
101MH10 | 100ML FLASK HOLDER X 36ea WITH PLATFORM |  | 0
1024-A | ANGLE ROTOR 24-PLACE INCLUDE LID |  | 0
10-24UNC2B | 10-24UNC2B |  | 0
1053-6 | Brand: Hettich, Cat No: 1053-6 | Adapters for 1.6-5ml, 6pcs/set | 0
1054-A | Brand : Hettich, Cat no. :1054-A | Adapter for tubes with Hemogard-cap | 0
1063-8 | Adapter 1-place for 1,5-2,0 ml tubes, | Pediatric-tubes,BD-Microtube,set of 6pcs | 0
107-150-00 | HEATING ELEMENT |  | 0
108-040R | RUBY STYLUS ?mm |  | 0
1096-00 | Fehling A, "READIL", 1 litre (R&M) |  | 0
1097-81 | Fehling B, "READIL", 1 litre (R&M) |  | 0
10EISENPINGAGE | 10 UNIT EISEN PINGAGE |  | 0
10H7 | "PRO GAGE" PLAIN PLUG GAUGE 10H7 |  | 0
10MLPPCYLINDTUBE | 16x100MM,10ML PP CYLINDRICAL TUBE |  | 0
10MMX1MPROBEOVBS | 10mm(0.44") x 1 meter(6.5') PROBE | or OVBS Orion Videoscope Borescope | 0
10MMX2MPROBEOVBS | 10mm(0.44") x 2 meter(6.5') PROBE | for OVBS-4 Orion Videoscope Borescope | 0
10XADJEYE0TJ | 10X EYEPIECE (ADJUSTABLE TYPE) WITH HOL |  | 0
10XADJEYEOTJ | 10X EYEPIECE (1 SIDE WITH ADJUSTABLE | TYPE) WITH HOLDER FOR OTJ SCOPE | 0
10XEYEOTJ | 10 X eyepiece for OTJ |  | 0
1105-01 | Brand : Hettich, Cat no. :1105-0 | MIKRO 22, Benchtop centrifuge without ro | 0
110V2PINPLUG | 2 PIN PLUG FOR 110V |  | 0
110V50HZBAL | 110V 50hz BALLAST |  | 0
110V60HZBAL | 110V 60Hz Ballast For Magnifie |  | 0
1110-01 | Brand : Hettich, Cat no. :1110-0 | MIKRO 22R, Benchtop centrifuge, refrig. | 0
111-115 | MTY Spline Micrometer |  | 0
112.02.10.08 | Drossel mit winkel E1 78/27,5 - Hettich |  | 0
1131-A | SUSPENSION/BICKET |  | 0
1131TYPEK | TES DIGITAL TERMOMETER MODEL:1131 | TYPE K | 0
1147-6 | Brand: Hettich, Cat no: 1147-6 | Carries, 6pcs/set | 0
1158-L | Brand : Hettich, Cat no. :1158-L | Angle rotor 48 x 1.5 / 2.0 ml with lid | 0
1189-A | HETTICH ANGLE ROTOR |  | 0
1195-A | ANGLE ROTOR 24-PLACE | CAT NO: 1195-A | 0
1195A | ROTOR |  | 0
11BSP | PROGAGE THREAD RING GAUGE (GO & NOGO) | G1 1/4-11 BSP | 0
11H7 | "PRO GAGE" PLAIN PLUG GAUGE 11H7 |  | 0
11PCSEISPINGAGE | EP Size:(1.69,1.70,1.71,1.84,1.85,1.86, | 1.87, 2.37, 2.38, 2.39, 2.4 )mm | 0
1204-01 | Brand : Hettich, Cat no. :1204-0 | MIKRO 120, microlitre centrifuge without | 0
1206-01 | Brand : Hettich, Cat no. :1206-0 | ROTOFIX 32A, Benchtop centrifuge without | 0
120V60HZBAL | 120V 60hz BALLAST |  | 0
12AAC731 | std stylus 2um 12AAC731 |  | 0
12AAE867 | Stylus 12AAE867 |  | 0
12AAL069 | MEMORY CARD | D CAT. - ORDINARY,ACCESS,OTHER | 0
12H7 | "PRO GAGE" PLAIN PLUG GAUGE 12H7 |  | 0
12RTD-A | TONICHI TORQUE DRIVER MODEL: 12RTD-A |  | 0
12RTDA | tohnichi torque screw drive c/w m2 star | bits model : 12RTD-A | 0
12VPOWER ADAPTOR | EKK Regulated 12V Power adaptor |  | 0
1311TYPEK | TES DIGITAL THERMOMETER MODEL:1311 | TYPE K | 0
1317THERMOMETER | TES-1317-RTD THERMOMETER |  | 0
1369-91 | Suspension for 4x5ml tubes for decanting | Cat No:1369-91 | 0
1369-92 | Brand : Hettich, Cat no. :1369-9 | Suspension for 4 x 7 ml tubes for decant | 0
1401-01 | Brand : Hettich, Cat no. :1401-0 | UNIVERSAL 320, Benchtop centrifuge 110V | 0
1402C-02 | WELCH DUOSEAL, 220V 50HZ, 1PH WITH SCHU/ |  | 0
1405C-02 | DUOSEAL VACUUM PUMP |  | 0
1406-01 | Brand : Hettich, Cat no. :1406-0 | UNIVERSAL 320R, Benchtop centrifuge 110V | 0
1407K-15 | DUOSEAL VACUUM PUMP OIL (1 GALLON) |  | 0
1417G | REPLACEMENT FILTER ELEMENT, WELCH |  | 0
1417P-10 | EXHAUST FILTER, WELCH |  | 0
1417P-7 | Standard exhaust filter |  | 0
1417R | Replacement exhaust filter element |  | 0
1420-B | Angle rotor, 24 x 1.5/2.0 ml |  | 0
1420B | ANGLE ROTOR, 24 PLACES |  | 0
1453-A | Suspension for PCR Plate, 96 Well | Cat No: 1453-A | 0
1462-A | Adapter for 1 x 15 ml tubes, conical | (Falcon type) | 0
1462A | Adaptor |  | 0
1483A | ADAPTER FOR 15ML FALCON TUBES |  | 0
150MMX0.02 | DIAL CALIPER (NO BRAND), 150X0.02MM |  | 0
150X200X60STAND | China Granite Comparator Stand | Size: 150x200x60mm | 0
1600X1000X200S | STAND FOGRANTE MIT1600X1000X200 |  | 0
1620-A | Angle rotor 6-place, Cat No: 1620A |  | 0
1689-A | Angle rotor 30 x 0.2-2.0 ml with aerosod |  | 0
17"LCDMONITOR | 17" LCD Monitor, |  | 0
17"TOUCHMONITER | 17" touch screen monitor (philips) | c/w usb controller and driver | 0
1703-01 | Brand : Hettich, Cat no. :1703-0 | ROTINA 38, Benchtop centrifuge without r | 0
1707-01 | Brand : Hettich, Cat no. :1707-0 | ROTINA 38R, Benchtop centrifuge refrig. | 0
172-810-10E | Profile Projector PH-14A (172-810-10E) |  | 0
1761B3 | Transducer Connecting Cable, |  | 0
1763-A | Brand: Hettich, Cat No: 1763-A | Adapter for 4-15ml tubes | 0
1771-A | ADAPTER FOR 36 X 15ML TUBES |  | 0
1772-A | Adapter for 16 x 50mL tubes |  | 0
1774-A | Adapter for 50ml (skirting conical tube) | Cat No: 1774-A | 0
1782E2000ML | daigger (USA) stainless steel beaker | without handle, 2000ml | 0
1782E3000ML | daigger (USA) stainless steel beaker | without handle, 3000ml | 0
1782F | diagger (USA) stainless steel beaker | without handle, 3000ml | 0
1783-A | Adapter for 1.6 - 7 ml tubes |  | 0
1789-A | Angle rotor 30x0.4-2.0ml |  | 0
17MM | 17MM ROUND FITTING WITH 2MM HEXAGON | HEAD | 0
1802-01 | EBA 200 S, Benchtop centrifuge | incl. rotor CAT NO : 1802-01 | 0
180-210 | INTEC COMBINATION SQUARE SET |  | 0
18H6PROGAGE | 18 H6 pro gage |  | 0
1908FPBLK | S141908BLKMY-DELL(TM) 19 (1908FP-BLK) | ULTRASHARP(TM) FLAT PANEL MONITOR | 0
19BAA219 | Mitutoyo Halogen Bulb Part No. 19BAA219 | 6V20W | 0
19PCSPINGAUGE | 19 pcs Eisen Ind. Pin Gage EP-Series |  | 0
1A20MM | SPECIAL MADE CONTACT POINT | MODEL: 1-A(20MM) | 0
1B40MM | SPECIAL MADE CONTACT POINT | MODEL: 1-B(40MM) | 0
1C60MM | SPECIAL MADE CONTACT POINT | MODEL: 1-C(60MM) | 0
1CARBIDE | carbide disc type machinetool styli |  | 0
1LBUFSOLPH4 | 1 LITRE BUFFER SOLUTION PH4 |  | 0
1LBUFSOLPH4.01 | 1L buffer solution PH4.01, |  | 0
1LBUFSOLPH7 | 1 Lutre Buffer Solution, PH7 |  | 0
1LBUFSOLPH7.01 | 1L buffer solution PH7.01, |  | 0
2.0NEWTONWEIGHT | 2.0 newton weight |  | 0
2002-01 | Brand : Hettich, Cat no. :2002-0 | EBA 20, Benchtop centrifuge incl. rotor | 0
200X250X60MM | Granite Comparator Stand | Model : Elevator 2025 | 0
201-35584 | Shimadzu, Rubber Standard Inj Septum | (20pcs/pack),white color | 0
2014C-02 | Welch vacuum pump |  | 0
2032C-01 | PTFE Dry Pump 2.7 mbar, 21L/min | 230V 50Hz 1Ph with CE mark | 0
2032C-02 | PTFE Dry Pump 2.7 mbar, 21L/min | 230V 50Hz 1Ph with CE mark | 0
2034C-02 | PTFE Dry Pump 12 mbar, 21L/min | Brand: Welch, Model: 2034C-02 | 0
20360-7 | ISUZU CHART PAPER P/N: 20360-7 |  | 0
2042C-02 | CHEMICAL DUTY PTFE DRY VACUUM PUMPS |  | 0
2044C-02 | PTFE Dry Pump, 12 mbar, 29L/min with | CE MARK, 230V 50HZ 1 PH | 0
204-58909 | FILM HOLDER UV-SPECTROPHOTOMETER |  | 0
205V018 | COMPRESSOR FAN FOR SHAKING INCUBATOR NBL |  | 0
205VL007 | MAIN CONTROLER FOR NB-205VL |  | 0
206-60605-02 | MULTI CELL SAMPLE COMPARTMENT FOR UV1240 |  | 0
206-69160-01 | MULTI CELL SAMPLE COMPARTMENT FOR UV1800 |  | 0
20XLENSPJ3015 | 20xX LENS FOR CPJ3015 |  | 0
20XOBJLENSY103 | 20 x objective lens for Y103T |  | 0
2104-01 | Brand : Hettich, Cat no. :2104-0 | HAEMATOKRIT 210, Benchtop centr. w/o rot | 0
21AAA256 | NEEDLE POINT |  | 0
21AAA343 | Contact Point 21AAA343 |  | 0
21AZB149 | Spindle Lifting |  | 0
2200-01 | Brand : Hettich, Cat no. :2200-0 | MIKRO 220 as 2200, but 110-127 V, 50-60 | 0
2205-01 | Brand : Hettich, Cat no. :2205-0 | MIKRO 220 R , as 2205, but 110-127 V, 60 | 0
220V60HZBAL | 220V60H BALLAST |  | 0
220V60HZEBAL | 220V E-Ballast For Mag Lamp |  | 0
22157D | daigger(USA) stainless steel beaker |  | 0
2218-A | Angle rotor 12-place for 0.2-2.0ml tube | Brand: Hettich, Cat No: 2218-A | 0
22WWWHITEMAGBULB | 22W WARM WHITE (FOR MAGNIFIER) |  | 0
231SC/WPS | WATEC WAT-231S C/W POWER SUPPLY |  | 0
2400-01 | Brand : Hettich, Cat no. :2400-0 | MIKRO 200, Benchtop centrifuge w/o rotor | 0
2405-01 | Brand : Hettich, Cat no. :2405-0 | MIKRO 200R, Benchtop centrifuge refriger | 0
240V50HZBAL | 240V50HZ BALLAST |  | 0
240V60HZBAL | 240V 60Hz Ballast |  | 0
240VTRANS9"MON | 240 TRANSFORMER FOR 9" MONITOR |  | 0
2424-A | 24-PLACE ANGLE ROTOR | CAT NO: 2424-B | 0
2424-B | 24-PLACE ANGLE ROTOR | CAT NO: 2424-B | 0
2427-A | 30-PLACE ANGLE ROTOR |  | 0
2430-B | 30-PLACE ANGLE ROTOR | CAT NO: 2430-B | 0
250MLBOTTLE | 250ml bottle |  | 0
2511C-75 | Aspirator & Pressure Transfer Station, |  | 0
2515C-75 | WELCH CELL CULTURE PUMP |  | 0
2522C-02 | WOB-L Pressure/Vacuum Dry Pump |  | 0
2522K-03 | Service Kit |  | 0
2522K-05 | WELCH, VACUUM燫EGULATOR |  | 0
2546C-02 | WELCH, Vacuum pump |  | 0
255181/1 | Brand : Hettich, Cat no. :255181 | Adapter for 290 ml tube, fitting into ro | 0
2562C-50 | Welch vacuum pump |  | 0
25PINCONVFEMALETOFEMALE | 25 PIN CONVERTOR FEMALE TO FEMALE |  | 0
2615250OJA | Dremel Multi Vice |  | 0
264-146E | QM-Data 200 (264-146E) |  | 0
2771REFRACTO | master-sur/n a;ha handheld clinical | refractometer model : 2771 | 0
27EISENPINGAGE | 27 UNIT EISEN PIN GAGE |  | 0
2901S10 | dial gauge |  | 0
2A20MM | SPECIAL MADE CONTACT POINT | MODEL: 2-A(20MM) | 0
2B40MM | SPECIAL MADE CONTACT POINT | MODEL: 2-B(40MM) | 0
2C60MM | SPECIAL MADE CONTACT POINT | MODEL: 2-C(60MM) | 0
2EISENPINGAGE | 2 UNIT EISEN PIN GAGE |  | 0
2FENDMILL10MM | EUROBA 2FIT ENDMILL DIA-10.0MM |  | 0
2FENDMILL12MM | EUROBA 2FIT ENDMILL DIA-12.0MM |  | 0
2FENDMILL14MM | EUROBA 2FIT ENDMILL DIA-14.0MM |  | 0
2FENDMILL16MM | EUROBA 2FIT ENDMILL DIA-16.0MM |  | 0
2FENDMILL20MM | EUROBA 2FIT ENDMILL DIA-20.0MM |  | 0
2FENDMILL25MM | EUROBA 2FIT ENDMILL DIA-25.0MM |  | 0
2FENDMILL6.0MM | EUROPA-2FIT ENDMILL DIA-6.0MM |  | 0
2FENDMILL8MM | EUROBA 2FIT ENDMILL DIA-8.0MM |  | 0
2LFILTERFLASK | 2L FILTERING FLASK WITH GLASS HOSE | CONNECTION FOR VACUUM USE | 0
2MSILICONTUBE | 2m silicon tubing 8x12mm |  | 0
2XBOOSTERLENS | 2x booster lens |  | 0
300X250X80 | GRANITE COMPARATOR STAND BASE ONLY | SIZE:300X250X80MM(CENTER HOLE) | 0
3015PCB+DIMMER | PCB power supply for 3015 with dimmer | switch | 0
302076-10 | Service Kit for P6Z |  | 0
3050F | dial indicator model : 3050F |  | 0
3062-60 | Ghutaraldeyde, C.P (25% aqueous solutio) | 500ml, (R&M), | 0
32110-03 | spiromatic 90L SCBA |  | 0
3218E | RIGID OPTICAL BORESCOPE, 175 MM DOV 30 |  | 0
3292902SCHNEIDER | motor protecting relay |  | 0
3447-70 | Lead (IV) Oxide, C.P. (Red), 500g | Cat. No. : 3447-70 | 0
3484300? | Heating surface 10 inch |  | 0
350X250X80 | GRANITE COMPARATOR STAND BASE W/O | ROD AND HOLDING ARM. | 0
350X300X80MM | Granite Comparator Stand Model : 3035 |  | 0
358S | SCOTTS PLATFORM 358S |  | 0
3D ROTARY LENS | 3D ZOOM LENS |  | 0
3EISENPINGAGE | 3 UNIT EISEN PIN GAGE |  | 0
3M501 | 3M 501 FILTER RETAINER |  | 0
3M5N11 | 3M 5N11 FILTER |  | 0
3M6000 | 3M 6000 series half face respirator |  | 0
3M6001 | organic vapors cartidge 2pcs/pack |  | 0
3M6003 | 3M 6003 ORGANIC VAPOR |  | 0
3M6006 | 3M 6006 Multi Gas and Vapor Cartridges | Packing 2pcs/ pack | 0
3M6800 | 3M 6800 FULL FACEPIECE RESPIRATOR |  | 0
3PCSEISPINGAGE | Eisen Ind. Pin Gage EP Series | Size: 1.72, 1.73& 4.42 | 0
3SPECIALDRAW | Special Made Contact Point No. 3 |  | 0
3WELS | XTREME LED FOR FIBERSCOPE |  | 0
3XLENSSQUARE | 3X LENS SQUARE |  | 0
400647-01 | ILMVAC Piston rod with ball bearing |  | 0
40200030/31 | STRUERS EPOFIX SET,CONSIST OF 3 BOTTLES | 1 LITER RESIN AND 1 BOTT. 500ML HARDENER | 0
402008-01 | Service Kit for MPC101Z |  | 0
409DUROMETER | 409 durometer |  | 0
4213-93 | Brand : Hettich, Cat no. :4213-9 | LS-frame for 48 x 2.7 - 3 ml tubes | 0
4214-93 | Brand : Hettich, Cat no. :4214-9 | LS-frame for 30 x 4 - 7 ml tubes | 0
422-271 | DGTM BLADE MICR 25MM/0.001 |  | 0
4222-93 | Brand : Hettich, Cat no. :4222-9 | LS-frame for 30 x 1.6 - 5 ml tubes | 0
4223-93 | Brand : Hettich, Cat no. :4223-9 | LS-frame for 25 x 4 - 7 ml tubes | 0
4278-A | Adapter 1-place for ASTM-tubes 50ml, pe5 |  | 0
4283-B | Brand : Hettich, Cat no. :4283-B | Frame for 6 Olympus Racks in 4285 | 0
4285-A | Brand : Hettich, Cat no. :4285-A | Suspension fitting into rotor 4282 | 0
4287-A | Brand : Hettich, Cat no. :4287-A | Frame for 10 Hitachi-Racks in 4285 | 0
4288-A | Brand : Hettich, Cat no. :4288-A | Frame for 5 Behring-Racks in 4285 | 0
4299-N | Brand : Hettich, Cat no. :4299-N | Suspension for microtiter plates and LKB | 0
43MM(H)X57MM(W) | Blank thermal sticker(600pcs/roll) | Size:43mm(H)x57mm(W)/Material:Thermal | 0
4-40UNC2B | 4-40UNC2B |  | 0
4412-R | Brand : Hettich, Cat no. :4412-R | Suspension in rotor 4444 | 0
4478-57 | n-Army Alcohol, A.R. (1-Pentanol), 2.5lt | Cat. No. : 4478-57 | 0
44MMPAPERROLL | 44mm paper roll for Shimadzu printer |  | 0
4559-H | Brand : Hettich, Cat no. :4559-H | Insert, PP, 2-place in 4546 for blood ba | 0
4559H | Insert, PP, 2-place in 4546 for blood | bag systems 4-place | 0
4592-B | Insert for Carrier 4591-A | Brand: Hettich, Cat No: 4592-B | 0
4592-H | Brand : Hettich, Cat no. :4592-H | Insert, 2-place,in 4591 for 4-place bloo | 0
4600-50 | ROTOFIX 46H |  | 0
4612-K | Brand : Hettich, Cat no. :4612-K | Rolling cabinet, low/narrow for 1205,140 | 0
4613-K | Brand : Hettich, Cat no. :4613-K | Rolling cabinet, high/narrow for 1205,14 | 0
4615-K | Brand : Hettich, Cat no. :4615-K | Rolling cabinet, high/wide, for 1406, 17 | 0
4623-R | Brand : Hettich, Cat no. :4623-R | Suspension for rotor 4620 (only for Robo | 0
4778-50 | Iso-Propyl_Alcohol, A.R (2-Propanol), | 2.5 ltr (R&M) | 0
4784-A | 4-PLACE SWING OUT ROTOR | CAT NO: 4784-A | 0
4816-01 | Brand : Hettich, Cat no. :4816-0 | ROTANTA 46 RSC ROBOTIC, 110V, with slidi | 0
4816-10 | Brand : Hettich, Cat no. :4816-1 | ROTANTA 46 RSC ROBOTIC, as 4816, front h | 0
4816-11 | Brand : Hettich, Cat no. :4816-1 | ROTANTA 46 RSC ROBOTIC, as 4816-01, fron | 0
4816-17 | Brand : Hettich, Cat no. :4816-1 | ROTANTA 46 RSC ROBOTIC, as 4816, front h | 0
4910-50 | Brand : Hettich, Cat no. :4910-5 | ROTIXA 50 RS, Heating / Cooling from -20 | 0
4910-90 | Brand : Hettich, Cat no. :4910-9 | ROTIXA 50RS according to GMP for externa | 0
4910-96 | Brand : Hettich, Cat no. :4910-9 | ROTIXA 50RS according to GMP, water-cool | 0
4EISENPINGAGE | 4 unit eisen pin gage |  | 0
4FC20 | Chunk Grip Model: 4FC-20 |  | 0
4SC-3 | Shimpo Small Chuck |  | 0
5.0NEWTONWEIGHT | 5.0 newton weight |  | 0
500-197-20 | Mitutoyo Dgt Caliper 8?200mm |  | 0
5005-0027 | HEATING ELEMENT |  | 0
5005-80 | Brand : Hettich, Cat no. :5005-8 | ROTO SILENTA 630 RS, with internal water | 0
5005-90 | Brand : Hettich, Cat no. :5005-9 | ROTO SILENTA 630 RS, according to GMP, 4 | 0
500-754-10 | coolant caliper 12"/300mm |  | 0
500MLJUG | jug,round, graduated 500ml polypropylene | with handle | 0
500X197X20 | MITUTOYO DIGIMATIC CALIPER | MODEL: 500-197-20 | 0
5013-0126 | RADIAL FAN |  | 0
50520080800AG | Silicon Carbide Paper ?" (203mm) | #800-plain backed-100p/box | 0
505-683 | VERNIER CALIPER , MODEL : 530-118 | RANGE : 0-200X0.02MM | 0
50XLENS3015 | 50x objective lens for CPJ3015 |  | 0
50XLENSPJ3015 | OBJECTIVE LENS 50X FOR PJ3015 RAXVISION |  | 0
513404E | DIAL TEST INDICATOR 513-404E |  | 0
513465E | MTY DIAL TEST INDICATOR 513-465E |  | 0
516938R10 | G/BLK SET 112PCS/GRADE 0 |  | 0
5220-A | Brand : Hettich, Cat no. :5220-A | Adapting frame for LS-frame in 5628 | 0
5247-91 | Brand : Hettich, Cat no. :5247-9 | LS-frame for 20 x 7 ml tubes for decanti | 0
5248-91 | Brand : Hettich, Cat no. :5248-9 | LS-frame for 12 x 15 ml tubes for decant | 0
5263-A | Brand : Hettich, Cat no. :5263-A | LS-frame for 1 x 250 ml bottle | 0
526688E | ADAPTOR MODEL : 526688E |  | 0
530-118 | VERNIER CALIPER , MODEL : 530-118 | RANGE : 0-200X0.02MM | 0
530-312 | VERNIER CALIPER , MODEL : 530-312 | RANGE : 0-150X0.02MM | 0
5370001OE | ^WITOSPENSOR "LABMAX", RANGE 0.25-2.5ML |  | 0
5370003OE | ^WITOSPENSOR "LABMAX", RANGE 1,0-10,0ML |  | 0
5370004OE | ^WITOSPENSOR "LABMAX", RANGE 2,5-25,0ML |  | 0
5370005OE | ^WITOSPENSOR "LABMAX", RANGE 5.0-50,0ML |  | 0
5370023OE | ^WITOSPENSOR "LABMAX", RANGE 1,0-10,0ML |  | 0
5370024OE | ^WITOSPENSOR "LABMAX", RANGE 2.5-25,0ML |  | 0
53PCSEISPINGAGE | Eisen Ind. Pin Gage EP Series | Size: 1.092mm to 5.599mm | 0
53XD | 53-XD,W/O STAGE & DARKFIELD |  | 0
543490B | MTY DIGIMATIC INDICATOR 543-490B |  | 0
543551E | 543-551E DGTM IND 25MM/.001M |  | 0
5600-01 | Brand : Hettich, Cat no. :5600-0 | ROTANTA 460, Benchtop centrifuge, 110V | 0
5601-01 | Brand : Hettich, Cat no. :5601-0 | ROTANTA 460S, Benchtop centrifuge, 110V | 0
5605-01 | Brand : Hettich, Cat no. :5605-0 | ROTANTA 460R, Benchtop centrifuge, refri | 0
5606-01 | Brand : Hettich, Cat no. :5606-0 | ROTANTA 460RS, Benchtop centrifuge, refr | 0
5623-A | BUCKET---4890 |  | 0
5628-R | Brand : Hettich, Cat no. :5628-R | Suspension in rotor 5624 (only for Robot | 0
5651-A | CARRIER |  | 0
5660-50 | HETTICH,ROTANTA 460R, |  | 0
5798-1 | Brand : Hettich, Cat no. :5798-1 | Connecting screw M6x40,4 | 0
5809/03 | Base Support for Holder Dia. 47mm | Pyrax / Afora Code: 5809/03 | 0
5H7 | "PRO GAGE" PLAIN PLUG GAUGE | 5H7 | 0
5LBEAKER | 5Litre Stainless Steel Beaker |  | 0
5MM(600MMDOV0) | Rigit Borescope |  | 0
5XLENSSQUARE | 5X LENS SQUARE |  | 0
600X450X100MM | CHINA GRANITE SURFACE PLATE | SIZE: 600 X 450 X 100 mm | 0
600X600X100 | granite surface plate size 600x600x100mm | flatness: 2.78 micron | 0
611615-041 | Ind. Rectangular Gauge Block, Grade II | brand: MITUTOYO MODEL: 611615-041 (5MM) | 0
611821-031 | individual gauge block |  | 0
611904-04 | GAGE BLOCK Size: 0.63mm |  | 0
611905-04 | GAGE BLOCK Size: 0.64mm |  | 0
613612-021 | CERANIC GAUGE BLOCK | MODEL: 613612-021 | 0
613672-021 | Mitutoyo Ceramic Gauge Balock | Size : 20mm | 0
61-6051 | Intake vane |  | 0
61-6052 | Exhaust vane |  | 0
61-6304 | SOLENOID VALVE ASSY |  | 0
6188-23 | Chromium (VI) Oxide, (Chromium Trioxide, | C.P 500g (R&M), 6188-23 | 0
620002-01 | Welch-Ilmvac, Sensor for PIZA 111 |  | 0
626103-0300-050 | Zeiss Stylus Code: 626103-0300-050 |  | 0
626113-0150-030 | Zeiss Stylus Code: 626113-0150-030 |  | 0
6317-00 | Fast Green FCF, "Rmstain", 5g (R&M) |  | 0
6324-A | SEALING RING FOR BUCKETS NO 1381, 1430 | (SET OF 4 PCS) | 0
6-32UNC2B | 6-32UNC2B |  | 0
6337-A | Brand : Hettich, Cat no. :6337-A | LS-frame for 14 x 15 ml tubes (Falcon ty | 0
6338-A | Brand : Hettich, Cat no. :6338-A | LS-frame for 6 x 50 ml tubes (Falcon typ | 0
6339-A | Brand : Hettich, Cat no. :6339-A | LS-frame for 6 x 50 ml tubes (Falcon typ | 0
6342-A | SEALING RING FOR BUCKETS NO 1381,1430 | (SET OF 4PCS) | 0
63PCSEISPINGAUGE | 63 pcs EISEN pin gauge |  | 0
6456-00 | Phenolphtalein, A.R., 100g (R&M) |  | 0
64PCSPINGAGE | 64 pcs pin gage , Tol: +/- 0.001mm |  | 0
6504-10 | Picnic Acid, A.R., 100g (R&M) |  | 0
6533-00 | Sodium Chloride, A.R/ ACS, 1kg | Cat. No. : 6533-00 | 0
6658-00 | Ammonium Iron (III) Sulfate, A.R., 1kg | 6658-00 | 0
66MMRINGFIBER | 66mm Ring fiberoptic for LG150 |  | 0
6790-00 | Pottasium Chloride, A.R/ ACS, 500g | 6790-00 | 0
6H7 | "PRO GAGE" PLAIN PLUG GAUGE | 6H7 | 0
6MM(430MM DOV0) | RIGID BORESCOPE |  | 0
7"LCDMONITOR | 7" LCD Monitor |  | 0
7010SN | MAGNETIC STAND model:7010SN |  | 0
7158XHP | PHILIP PROJECTION LAMP | MODEL:7158XHP,VOL:24V150W | 0
7210-00 | SATO THERMOHYGROGRAPH RECORDER |  | 0
722-2T | orbital shaker 2 tier |  | 0
76MMTRACKSTAND | 76MM TRACK STAND FOR MICROSCOPE |  | 0
7767-00 | Tween 20, 500ml, |  | 0
7875-00 | Euparol Mountant, "Micro", 100ml (R&M) |  | 0
78PCSEISPINGAGE | 78 PCS Eisen Individual Pin Gage |  | 0
7H7 | "PRO GAGE" PLAIN PLUG GAUGE | 7H7 | 0
80JC4P | FLUORESCENT RING LIGHT BULB | 80JC4P | 0
80UVBULB | 80-UV BULB FOR UV FLUORESCENT | LIGHTING SET | 0
80XOBJIMS100 | 80X OBJECTIVE LENS FOR IMS100 |  | 0
810218E | rockwell hardness tester , ARK-600 | brand: mitutoyo model : 810-218E | 0
810-959E | HM-103 MICRO-VICKERS |  | 0
8219A | GW INSTEK range :0.3Hz-3MHz |  | 0
828310-4 | vacuumtube rubber red |  | 0
8-32UNC2B | 8-32UNC2B |  | 0
8425A | High Strength Magnetic Mounting Base | with 10-32 UNF-2B thread | 0
8500-1 | magna mike 8500-1 |  | 0
8544-00 | Bicarbonate Indicator solution ,"READIL" | 500ml | 0
8640A50 | PiezoBeam?Accel., ?0g, 100 mv/g | incl. 1X800M156 | 0
8704B50 | K-Shear?Accel., top connector, hermetic |  | 0
8743515IN | STANLEY SPANNER ADJUSTABLE |  | 0
8890C-72 | Welch GEM Direct Drive Gear Pump |  | 0
8905C-02 | WELCH DIRECT DRIVE VACUUM PUMP |  | 0
8917C-80 | FREEZ DRYER VACUUM PUMP SYSTEM |  | 0
8917K-04 | Minor repair kit |  | 0
8995P-11 | Premium vacuum pump oil, 1 liter |  | 0
8H7 | "PRO GAGE" PLAIN PLUG GAUGE 8H7 |  | 0
8XLENS | 8X LENS ROUND |  | 0
9/25PINCONNECTOR | 9 PIN FEMALE AND 25 PIN MALE CONNECTOR |  | 0
98832-01 | SteelCylinder 6L 300 Bar With Base Valve |  | 0
9H7 | "PRO GAGE" PLAIN PLUG GAUGE 9H7 |  | 0
A&DGF0.01G | A&D(GF series 0.01G)box type with double | side sliding door opening | 0
A00000012 | Velp Foam stand for 19 Microvials 1.5ml |  | 0
A00000013 | customizable soft foam top |  | 0
A00000014 | foam stand 5test tubes dia 16mm |  | 0
A00000015 | foam stand for microtiter |  | 0
A00000016 | small rubber dia.29mm |  | 0
A00000140 | Glass crucible P2 6pcs/box |  | 0
A00000142 | Extraction cup, 6pcs/box |  | 0
A00000170 | Lift for DKL8 |  | 0
A00000173 | Sample rack for DKL8 |  | 0
A00000175 | Suction cap and drip tray for DKL8 |  | 0
A00000182 | DK20 STAINLESS STEEL STAND |  | 0
A00000241 | Hollow ball |  | 0
A00000295 | Cellulose thimbles 33 x 80mm, 25pcs/box |  | 0
A00000307 | Viton Seal SER148 3pcs/ box |  | 0
A00000308 | Butyl Seal SER 148 3pcs/ box |  | 0
A00000999 | Beaker high shape 400 ml |  | 0
A00001056 | Magnetic stir bar, 6x35 mm |  | 0
A00001069 | Support rod |  | 0
A00001300 | Support rod and base |  | 0
A00001301 | Double clamp |  | 0
A00001302 | VELP, RIBBON CLAMP |  | 0
A00001304 | Stirring shaft with floating blade | Brand: VELP | 0
A00001306 | Stirring shaft with fixed blade |  | 0
A00001307 | Stirring shaft with propeller |  | 0
A1020040 | 50mm ESD stay put arm with nozzle |  | 0
A1020051 | Table Bracket for 50mm |  | 0
A1020052 | Automatic flush system seal for 50mm |  | 0
A-1025-6050-RBE | AQUA PH10M RBE ASSY | 000141820001, RBE S61861 | 0
A-1207-0020-RBE | TP200 Sensor-RBE (Renishaw) |  | 0
A-1371-0270 | Renishaw Standard Force Module Probe |  | 0
A13710392 | TP20 LOW FORCE MODULE |  | 0
A-2107-0070-RBE | MP700 70DEG - RBE, 000141820002 | RBE 47K360. S/N:34P489 | 0
A-213K-02-1-TC1-ANP | Anritsu Surface Probe, Model: A-213K-02P |  | 0
A-233K-01-1-TC1-ANP | Anritsu Probe, A-233K-01-1-TC1-ANP |  | 0
A456CFBS | digital coating thicjness gauge |  | 0
A-5000-7800 | "RENISHAW M2 STY D0.3R L10 EWL2 d0.3TC" |  | 0
A-5003-0033 | "M2 STY D1R L20 EWL12.5 d0.8TC" |  | 0
A-5003-4797 | RUBY BALL STYLI WITH M4 THREAD(DIA 2.0M) |  | 0
A-5707-0100 | Renishaw PI 200-3 |  | 0
ABSTEELUBRACKET | TO FABRICATE STEEL GRIPS |  | 0
AC100-230V | IMADA AC ADAPTER ADS 230 (AC100-230V) |  | 0
AC220 | COMPETITION SERIES |  | 0
ACADAPTER | AC ADAPTER FOR DIGITAL FORCE GAGE |  | 0
ACC(M)UCALCD+PCB | NEW LCD+PCB FOR M series |  | 0
ACCADAPTOR | 6V 1A ADAPTOR |  | 0
ACCBATTERY | BATTERY FOR ACCUTEC SCALE |  | 0
ACCBB150 | ACCUTEC DIGITAL WEIGHING SCALE | BB-150 | 0
ACCBB1500 | ACCUTEC DIGITAL WEIGHING SCALE | BB-1500 | 0
ACCBB300 | ACCUTEC DIGITAL WEIGHING SCALE | BB-300 | 0
ACCBB600 | ACCUTEC DIGITAL WEIGHING SCALE | BB-600 | 0
ACCBSCKEYPAD | BSC MEMBRAIN KEYPAD (UTE PANEL |  | 0
ACCBSW | ACCUTEC DIGITAL WEIGHING INDIC | BSW | 0
ACCBSWC+ TL | PLAT300B with BSWC 30K + Tower Light | Buzzer & Hi-Low function-Cap:300 kg x20g | 0
ACCBSWC300K+ULP | ACCBSWC-B (WITH CHIP) 300kg x 20g , | link to ULP Thermal Printer | 0
ACCBSWC30K+ULP | BSW-C (30k) + ULP printer |  | 0
ACCBSWCLCD | LCD: BSWC |  | 0
ACCBSWE+RS232 | BSWE + RS232 cable |  | 0
ACCBSWEPCB | main board for BSWE |  | 0
ACCBSWEPLAT60 | ACCBSWE (setting in pound) with platform | 60kg ---RS232 | 0
ACCBSWS260KG | Waterproof Electronic Weighing 60kGx10g |  | 0
ACCBSWSINDICATOR | BSWS INDICATOR |  | 0
ACCCRANEADAPTER | adapter for accutec crane scale |  | 0
ACCCSADAPTER | accutec crane scale adapter |  | 0
ACCESSORYCEN306 | lcd & cover (battery, front & back) for | center306 | 0
ACCFEJ150 | FEJ-150 |  | 0
ACCFEJ200 | FEJ 200 |  | 0
ACCFEJ500A | Electronic Compact Scale | Model:FEJ500A,Cap:500g x 0.1g | 0
ACCFEJADAPTOR | Adaptor FEJ |  | 0
ACCFS2T1.2X1.2DO | 2 Ton Double Layer Floorscale | LS-30 1.2mx1.2m with Pole | 0
ACCFS2T1.5X1.5 | AccuTEC 2Ton 1.5x1.5M |  | 0
ACCFS3T1.2X1.2 | FLOORSCALE 3T, 1.2M X 1.2M | BRAND: ACCUTEC, MODEL: FS SERIES | 0
ACCFS500KG1MX1M | FLOORSCALE 500KG, 1.0MX 1.0M WITH | BRAND: ACCUTEC, MODEL: FS SERIES | 0
ACCFS500KG1MX1X | FloorScale 500kg,1.0M x1.0M with | BRAND: ACCUTEC, MODEL: FS SERIES | 0
ACCGRWLCD | LCD DISPLAY FOR GRW |  | 0
ACCHANGING10KG | HANGING SCALE 10KG |  | 0
ACCHANGING5KG | HANGING SCALE 5KG |  | 0
ACCLCDDISPLS30 | LS 30 LCD display |  | 0
ACCLOADHDA002 | UTE S-Type Load cell |  | 0
ACCLOADUAS750 | LOADCELL UAS-750 |  | 0
ACCLOADUBA35 | UBA 35Kg |  | 0
ACCLOADUBAE012 | LOADCELL UBAE-012 |  | 0
ACCLOADUBS002 | LOADCELL Model: UBS-002 (2 tonne) | M20X1.5P | 0
ACCLOADUDA200 | LOADCELL UDA-200 |  | 0
ACCLOADUDES002 | UDES-002 (2T) |  | 0
ACCLOADUEA120 | LOADCELL UEA 120Kg |  | 0
ACCLOADUEA300 | LOADCELL UEA 300Kg |  | 0
ACCLOADUEA500 | LOADCELL UEA 500Kg |  | 0
ACCLOADUEA60 | LOADCELL UEA 60 |  | 0
ACCLOADUES001 | LOADCELL UES - 001(1T) |  | 0
ACCLOADUES005 | LOADCELL 5T |  | 0
ACCLOADUES025 | Loadcell UES-025 (2.5 tonne) |  | 0
ACCLOADUKA005S | LOADCELL UKA-005 S-TYPE |  | 0
ACCLOADURA060 | loadcell URA 060 |  | 0
ACCLOADURA150 | Load cell: URA 150Kg |  | 0
ACCLOADURA300 | LOADCELL URA 300KG |  | 0
ACCLP50 | Acctec Thermal Printer,,Model:LP-50 |  | 0
ACCLS30 | ACCUTEC DIGITAL WEIGHING INDIC | LS-30/UD6130 | 0
ACCLS30BRAKET | BRACKET FOR THE LS-30 INDICATO |  | 0
ACCLS30CASING | INDICATOR CASING for LS30 |  | 0
ACCLS30NOPCB | LS30 without pcb |  | 0
ACCLS30OLDKEYPAN | LS30 OLD TYPE KEYPAD PANEL |  | 0
ACCLS30PCB | LS 30 PCB |  | 0
ACCMCB003 | ACCUTEC COUNTING SCALE MC SERIES 3KG |  | 0
ACCMCB006 | MC -B (resolution 1/15,000) 6KG |  | 0
ACCMCB015 | MC -B (resolution 1/15,000) 15KG |  | 0
ACCMCB030 | MC -B (resolution 1/15,000) 30KG |  | 0
ACCMCB105 | MC -B (resolution 1/15,000)1.5KG |  | 0
ACCMCC003 | MC -B (resolution 1/30,000) 3KG |  | 0
ACCMCC006 | MC -B (resolution 1/30,000) 6KG |  | 0
ACCMCC015 | MC -B (resolution 1/30,000) 15KG |  | 0
ACCMCC030 | MC -B (resolution 1/30,000) 30KG |  | 0
ACCMES300KGX50G | Motokar Platform with Accutec MES Digi- | tal Indicator Platform Size:300X400mm | 0
ACCMWB006 | MW -B (resolution 1/15,000) 6KG |  | 0
ACCMWB015 | MW -B (resolution 1/15,000) 15KG |  | 0
ACCMWB030 | MW -B (resolution 1/15,000) 30KG |  | 0
ACCMWB105 | MW -B (resolution 1/15,000) 1,5KG |  | 0
ACCMWC003 | MW -C (resolution 1/30,000) 3KG |  | 0
ACCMWC006 | MW -C (resolution 1/30000) 6KG |  | 0
ACCMWC006TL | MW-C 6 kg & Tower Light |  | 0
ACCMWC015 | MW -C (resolution 1/30000) 15KG |  | 0
ACCMWC030 | MW -C (resolution 1/30,000) 30KG |  | 0
ACCMWC030TL | MW-C 30 kg & Tower Light |  | 0
ACCPALLETSCALE | Accutec Pallet Truck scale,1000kg x 0.5 |  | 0
ACCPAPER16S | PAPER FOR 16S |  | 0
ACCPAPER24S | PAPER FOR 24S |  | 0
ACCPCBUCAC030 | PCB MAIN BOARD for UCA-C-030 |  | 0
ACCPCBUT2003 | Mian board for Accutec crane scale , | UT-2-003 | 0
ACCPLASTICCOVER | PLASTIC COVER FOR UCA & UWA |  | 0
ACCPLAT150BW/OL | PLATFORM 150B WITHOUT LOADCELL |  | 0
ACCPLAT30SW/OL | platform 30s without loadcell |  | 0
ACCPLATPOLE | POLE FOR ACCUTEC PLATFORM SCAL |  | 0
ACCPLTFRMFOOT | rubber foot for accutec platform stand |  | 0
ACCPRINTER24S | TP MICRO PRINTER 24S |  | 0
ACCPT2T1.2X1.2 | PLATFORM 2T 1.2M X 1.2M |  | 0
ACCRIBBON24S | RIBBON FOR 24S | ERC-09 | 0
ACCUCAB003 | ACCUTEC DIGITAL COUNTING SCALE | UCA-B-003,3kg x 0.2g | 0
ACCUCAB006 | ACCUTEC DIGITAL COUNTING SCALE | UCA-B-006 (6KG X 0.5G) | 0
ACCUCAB015 | ACCUTEC DIGITAL COUNTING SCALE | UCA-B-015 (15KG X 1G) | 0
ACCUCAB102 | ACCUTEC DIGITAL COUNTING SCALE | UCA-B-102 | 0
ACCUCAB105 | ACCUTEC DIGITAL COUNTING SCALE UCA-B 105 |  | 0
ACCUCABPCB | PCB for UCAB 030 |  | 0
ACCUCAC003TL | UCA-C-003 WITH TOWER LIGHT |  | 0
ACCUCAC006TL | Accu燿ig.counting scale c/w tower light |  | 0
ACCUCAC015ULP | UCA-C-015 with ULP printer |  | 0
ACCUCACPCB | UCA-C PCB |  | 0
ACCUCAE003 | Capacity : 3kg x 0.5g |  | 0
ACCUCAEB015 | ACCUTEC DIGITAL COUNTING SCALE | UCA-E-B-015 | 0
ACCUCAEC003 | ACCUTEC DIGITAL COUNTING SCALE | UCA-E-C-003 | 0
ACCUCAEC006 | ACCUTEC DIGITAL COUNTING SCALE | UCA-E-C-006 | 0
ACCUCALEVELSCREW | UCA SERIES LEVELLING SCREW |  | 0
ACCUCAM030 | DIGITAL COUNTING SCALE |  | 0
ACCULPPRINTER | ULP SERIES THERMAL PRINTER |  | 0
ACCUMHA300 | UMH-A 300g |  | 0
ACCUMHK200X0.005 | UMH-K 200KG X 0.005G |  | 0
ACCUMHK300 | UMH-K 300g |  | 0
ACCUPA30 | accutec digital pricing scale |  | 0
ACCUPAALCD | LCD display for pricing scale UPA-A |  | 0
ACCUT1050 | UT-1-050 |  | 0
ACCUTA0.2T | ACCUTEC CRANE SCALE 2000kg X 1kg |  | 0
ACCUTA0.6T | AccuTEC Crane Scale W/O Remote Control |  | 0
ACCUTA1.5T | CRANE SCALE UT-A-1.5T |  | 0
ACCUTB15T | ACCUTEC Crane Scale , Cap:15Tx15kg |  | 0
ACCUTD1TWPRINTER | UT-4-1TONNE X 1KG c/w Printer |  | 0
ACCUTD4TWPRINTE | Crane Scale 1TONNE X 1KG c/w Printer |  | 0
ACCUTF200KG | Crane scale ut-6-200kg(cap:200kg) |  | 0
ACCUTF300KG | UT-F , capacity 300kg |  | 0
ACCUWA15000IC | UWA 1/15000 IC |  | 0
ACCUWAC+006 | ACCUTEC DIGITAL WEIGHING SCALE | 60K Res. UWA-C+-006 | 0
ACCUWAC003TL | ACCUTEC UWA-C 3KG WITH TOWER LIGHT |  | 0
ACCUWAC006TL | UWA-C-006 with tower light |  | 0
ACCUWAC015 | ACCUTEC DIGITAL WEIGHING SCALE | UWA-C-015 (15KG X 0.5G) | 0
ACCUWAC030 | ACCUTEC DIGITAL WEIGHING SCALE | MODEL: UWA-C-030, 30KG X 1G | 0
ACCUWAC105 | UWA-C-105 (1.5KG X 0.05G) |  | 0
ACCUWAC30ULP | UWA-C-30 ULP |  | 0
ACCUWAE006 | UWA-E- 006 |  | 0
ACCUWAF003 | UWAF-C-003 |  | 0
ACCUWAF015 | ACCUTEC DIGITAL WEIGHING SCALE | UWA-F-015 | 0
ACCUWAF030 | ACCUTEC DIGITAL WEIGHING SCALE | UWA-F-030 | 0
ACCUWAG003+TL | UWA-G-003 PLUS TOWER LIGHT |  | 0
ACCUWAGB015 | UWAG-B-015 set point 15k resolution |  | 0
ACCUWALEVELSCREW | old UWA-B levelling screw |  | 0
ACCUWAM030 | DIDITAL WEIGHING SCALE |  | 0
ACCUWAW003 | ACCUTEC WEIGHING SCALE 3KG |  | 0
ACER M261-218P | ACER VERITON M261-218P |  | 0
ACER17"LCDMONITO | Acer 17"Wide Screen LCD Monitor | 17"wide TFT screen(0.255mm pixel pitch) | 0
ACETALDEHYDE | Acetaldehyde , 500ml |  | 0
ACETONE | Acetone (Propanone) , 2.5L |  | 0
ACM35 | Video eyepiece camera uses for TV |  | 0
AD3253B | A&D Ultrasonic Thickness Gage |  | 0
ADAPTER12V | aAdapter 12V |  | 0
ADAPTERESDSMZ850 | lighting set adapter for microscope | ESD SMZ 850 | 0
ADAPTERLED56W | POWER ADAPTER WITH CONTROLLER FOR LED56W |  | 0
ADAPTERM303 | ADAPTER FOR SCALE M303 |  | 0
ADAPTOR010049 | cone adaptor for PH-100A & PH-200LC |  | 0
ADAPTOR12V | ADAPTOR BLUE COLOUR (12V |  | 0
ADAPTOR9V | 9V Adaptor |  | 0
ADAPTOREKK12V | EKK ADAPTOR 12V |  | 0
ADDFIXTURE | Replace fixture to replace exisitng 10kN | to 50kN wedge grips | 0
ADDFIXVJAWS | to replace fixture V-Jaws |  | 0
ADDLOADCELL | Replace existing 10kN to 50kN Load Cell |  | 0
ADHESIONTESTER | "ELCOMETER"CROSS HATCH | ADHESION TESTER | 0
AGILENT | -Agilent 7890A Sereis-whole package |  | 0
AGS-5KNX | Shimadzu Universal Testing Machine |  | 0
AI-3000 | Computer Servo Control Universal Testing |  | 0
AI368 | BLUE GIZMO DIGITAL POCKET THERMOMETER |  | 0
AI961 | ACEZ,HOTWIRE ANEMOMETER,BRAND: ACEZ |  | 0
AIKRX20 | Aikoh Digital Push Pull Gage | Model: RX-20 (230V) | 0
AIRFLOWMETER | Air Flow Meter - Handle Type | With Remote Fan , Model 8911 | 0
AK22K9HC | 1/2 揵lack & white CCD camera? |  | 0
AK326 | CCD CAMERA 1/3" AK-326 MINI B/W |  | 0
AK32K9H | CCD CAMERA 1/2" AK-32K9H-EX COLOR |  | 0
AKARIRACKPINION | RACK & PINION FOR AKARI CAMERA |  | 0
AL1030OBJLENS50X | PL50X objective lens for AL103 |  | 0
AL-7000-LA10 | Shimadzu universal testing machine |  | 0
ALARMCLOCK | Q&Q DIGITAL ALARM CLOCK | D092C Strengthen | 0
ALD15 | Leaf Hand Held Magnifier Model: ALD-15 |  | 0
ALGHF50 | Algol Digital Push Pull Gage Model:HF-50 |  | 0
ALPHAPB40 | ALPHA PB40 Electrode PC-Body, Ceramic |  | 0
ALUBOXSTD500G1MG | Aluminium box for std weight set, |  | 0
ALUM BASE PLATE | ALUM BASE PLATE WITH BLACK ANOD | (8 X 300 X 700MM) | 0
ALUM BRUSH | Alum Brush |  | 0
ALUMADAPTOR | ALUMINIUM ADAPTOR | 38MMX38MMX90MML | 0
ALUMBLOCKFOR028 | ALUMINIUM BLOCK FOR O 28.58 S/S ROD |  | 0
ALUMINIUM BUSH | ALUMINUM BUSH FOR EYEPIECE |  | 0
ALUMINIUMADAPTOR | ALUMINIUM ADAPTOR(AUTOMATION MACHINE | PARTS(846694000) | 0
ALUMSTOPPER | ALUMINIUM STOPPER FOR O 28.58 S/S ROD |  | 0
AM4113T(R4) | DINO LITE PREMIER DIGITAL MICROSCOPE |  | 0
AM4113TL | DINO-LITE DIGITAL MICROSCOPE |  | 0
AM7013MZT4 | Dino Lite Premier Polarizer |  | 0
AMMONIAREAGENT | ammonia reagents 100 test |  | 0
ANEMOMETER | ANEMOMETER HOT WIRE(AVM-714) |  | 0
ANF300 | DIAL PUSH PULL GAUGE(BRAND:SUCCESS) | CAPACITY:30KGF/300N MIN READING:300GF/5N | 0
ANIMALBUCKET | animal bucket for UW/UX |  | 0
ANIMALBUCKETBIG | animal bucket set(big) |  | 0
ANIMALDENSITYKIT | ANIMAL DENSITY KIT |  | 0
ANRA213K021TC1ANP | Anritsu Surface Probe |  | 0
ANRCS13K0101TC1ANP | Anritsu Surface Probe Dia: 4.2mm |  | 0
ANRHD1750K | Anritsu digital thermometer Model: HD-1K |  | 0
ANSELLGLOVE | SUL-VEX NITRILE GLOVE |  | 0
ANTIMOULDTABLET | ANTI MOULD TABLE FOR MICROSCOPE |  | 0
ANTIRUSTLUBRI | industrial anti rust libricant |  | 0
AP224W | Shimadzu Analytical Balance |  | 0
APELABY | APEL Calibration standard Model ABY |  | 0
APWGR STICKER | BLANK APWGR STICKER(SIZE:25 X 70MM) | MATERIAL :AP(WGR) | 0
ARCS KIM2010CU | CNC Video Measuring System |  | 0
ARFWEIGHTKIT | ARF Weight kit (newton) for calibration | 1,2,5,10,20,50,100 & 200N | 0
ARROWSCALE50KG | arrow spring scale capacity : 50kg |  | 0
ARTICULTINGARM | ARTICULTING ARM |  | 0
ASPIRATORBOTTLE | PLASTIC ASPIRATOR BOTTLE 25L |  | 0
ASSISTJOIST | ASSISTANT JOIST |  | 0
ASSISTSUPPORT | ASSISTANT SUPPORT |  | 0
AST01 | AST-01 | STATIC BLOWER | 0
AST02 |  |  | 0
AST03 |  |  | 0
ASTG01 | AST-G01 | STATIC BLOWER | 0
ASTM2STD1MG100G | ASTM class 2 Standard Weight set | (1mg to 100g)- total :21pcs | 0
ASTM2STD200G | ASTM class 2 Standard Weight set 200G |  | 0
AT2311 | Hand Held Refractometer Master Alpha | Brand : Atago ( Model : 2311 ) | 0
ATAPAL37SS | ATAGO REFRACTOMETER MODEL PAL37S |  | 0
ATASMILLE | ATAGO S/Mill-E DIGITAL HANDHEL | REFRACTOMETER | 0
ATG20PX | ATAGO Master 20Px hand Refractometer |  | 0
ATG2312 | Master-T handheld refractometer | Model:ATG-2312 (Range:Brix 0.0-32%) | 0
ATG2381 | Refractometer |  | 0
ATG-BR | Master BR, Coolent Refractometer | Brand : ATAGO | 0
ATGPAL-1 | ATAGO DIGITAL POCKET REFRACTOMETER | MODEL : PAL-1,CAT 3810 (0.0-53.0%) | 0
ATTAD10 | Attonic AC Adapter for ADT-C |  | 0
ATTADTC100 | ATTONIC ADT-C100 |  | 0
ATTADTC100TC4 | Attonic spare parts for ADT-C100 (TC-4) |  | 0
ATTADTC100TSS30 | Attonic spare parts for ADT-C100 | (TSS-30) | 0
ATTADTC20 | ATTONIC ADT-C20 |  | 0
ATTAP1 | ATTONIC DIAL PUSH PULL GAUGE 1 | AP-1 | 0
ATTAP10 | ATTONIC DIAL PUSH PULL GAUGE 1 | AP-10 | 0
ATTAP2 | ATTONIC DIAL PUSH PULL GAUGE 2 | AP-2 | 0
ATTAP20 | ATTONIC DIAL PUSH PULL GAUGE 2 | AP-20 | 0
ATTAP3 | ATTONIC DIAL PUSH PULL GAUGE 3 | AP-3 | 0
ATTAP50 | ATTONIC DIAL PUSH PULL GAUGE 5 | AP-50 | 0
ATTARF1 | ATTONIC DIG PUSH PULL GAUGE 1K | ARF-1 | 0
ATTARF10 | ATTONIC DIG PUSH PULL GAUGE 10 | ARF-10 | 0
ATTARF100 | ATTONIC DIG PUSH PULL GAUGE 10 | ARF-100KG | 0
ATTARF2 | ATTONIC DIG PUSH PULL GAUGE 2K | ARF-2 | 0
ATTARF20 | ATTONIC DIG PUSH PULL GAUGE 20 | ARF-20 | 0
ATTARF200 | Attonic Digital Push Pull Gage Model: | ARF-200 | 0
ATTARF5 | ATTONIC DIG PUSH PULL GAUGE 5K | ARF-5 | 0
ATTARF500 | Attonic Digital Push Pull Gage |  | 0
ATTC20PN | Attonic Conctrol Pack Model: C-20PN |  | 0
ATTK501E | ATTONIC K-501E |  | 0
ATTK501H | ATTONIC K501H |  | 0
ATTK502H | Attonic Manual Vertical Stand Model: K-H |  | 0
ATTKS501 | ATTONIC ks501 |  | 0
ATTMPL100 | DIAL PUSH PULLL GAUGE, 100KG | BRAND: ATTONIC, MODEL: MPL-100 | 0
ATTMPL200 | ATTONIC MPL-200 |  | 0
ATX124 | SHIMADZU UNIBLOC ANALYTICAL BALANCE | 120g x 0.1mg **with internal weight | 0
ATX84 | SHIMADZU UNIBLOC ANALYTICAL BALANCE |  | 0
ATY124 | SHIMADZU UNIBLOC ANALYTICAL BALANCE | 120g x 0.1mg | 0
AU310C | Analytical Carat Balance | AU310C | 0
AU610C | Analytical Carat Balance | AU610C | 0
AUW120 | SHIMADZU UniBloc Analytical Balances | 120mg x 0.1mg **with internal weight | 0
AUW120D | SHIMADZU SemiMicro Balances, AUW120D | 120g/42gx0.1mg/0.01mg (With Int. Weight) | 0
AUW220 | UniBloc Analytical Balances 220gx0.1mg | with internal weight AUW220 | 0
AUW220D | SHIMADZU SemiMicro Balances, AUW220D | 220g/82gx0.1mg/0.01mg (With Int. Weight) | 0
AUW320 | UniBloc Analytical Balances 320gx0.1mg | with internal weight AUW320 | 0
AUX0.4XML30 | 0.4X Auxillary Lens for Microscope ML30 |  | 0
AUX0.5XML30 | 0.5x auxiliary lens for ML30 |  | 0
AUX0.5XSMZUI | Auxiliary Lens 0.5X for SMZ-UI |  | 0
AUX0.75XRMZ | AUXILIARY LENS 0.75X for RMZ |  | 0
AUX1.5XML30 | 1.5x auxiliary lens for ML30 |  | 0
AUX120 | SHIMADZU UniBloc Analytical Balances | 120mg x 0.1mg **with internal weight | 0
AUX2.0XML30 | 2.0x auxiliary lens for ML30 |  | 0
AUX220 | SHIMADZU UniBloc Analytical Balances | 220gx0.1mg *with internal weight | 0
AUXLENS0.3X | AUXILIARY LENS 0.3X |  | 0
AUXLENS0.5XOLY | OLYMPUS AUX LENS 0.5X |  | 0
AUY120 | UniBloc Analytical Balances 120gx0.1mg | AUY120 | 0
AUY220 | UniBloc Analytical Balances 220gx0.1mg | AUY220 | 0
AVM702 | Tecpel Anemometer Model: AVM-702 |  | 0
AVM712 | Anemometer + Air Flow + Air Velocity | Brand: Tecpel Model: AVM-712 | 0
AVM714 | TECPEL ANEMOMETER | MODEL : AVM-714 | 0
AVSELECT420 | YAGITENMA AV SELECTOR (AV-420) |  | 0
AW120 | Analytical Balances 120gx0.1mg | with internal weight AW120 | 0
AW220 | Analytical Balances 220gx0.1mg | with internal weight AW220 | 0
AW320 | Analytical Balances 320gx0.1mg | with internal weight AW320 | 0
AX200 | Analytical Balances 220gx0.1mg | with internal weight AX200 | 0
AY120 | Analytical Balances 120gx0.1mg | AY120 | 0
AY220 | Analytical Balances 220gx0.1mg | AY220 | 0
AZ363 | digital pocket thermometer, AZ-363 |  | 0
AZ668SHR | DIGITAL THERMOMETER WITH ALARM |  | 0
AZBG48R | digital infrared thermometer | AZBG48R | 0
AZHT03 | THERMO HYGROMETER model:AZ-HT-03 |  | 0
AZSF50 | ARROW SINGLE FACE SPRING SCALE | MODEL : azSF-50 | 0
B&LCOUPLING | B & L Lighting coupling |  | 0
B&LEYE30X | EYEPIECE 30X for B&L SCOPE |  | 0
B&LLIGHTCOUPLER | B & L SCOPE COUPLING F LIGHTI |  | 0
B001 | Brand : Hettich, Cat no. :B001 | Instruction-manual EBA 12/12R | 0
B002 | Brand : Hettich, Cat no. :B002 | Instruction-manual, | 0
B003 | Brand : Hettich, Cat no. :B003 | Instruction-manual | 0
B007 | Brand : Hettich, Cat no. :B007 | Instruction-manual | 0
B009 | Brand : Hettich, Cat no. :B009 | Instruction-manual | 0
B009.D | Brand : Hettich, Cat no. :B009.D | Instruction-manual, German, | 0
B011.D | Brand : Hettich, Cat no. :B011.D | Instruction-manual, German, | 0
B030 | Brand : Hettich, Cat no. :B030 | Instruction-manual, | 0
B12LV5 | SPINDLE #5 ITEM NO:B12.LV-5 | BROOKFIELD VISCOMETER, S/N:AT60418 | 0
B200.D | Brand : Hettich, Cat no. :B200.D | Instruction-manual, German, | 0
B200.GB | Brand : Hettich, Cat no. :B200.G | Instruction-manual, English, | 0
B2R | B-2R, 3KG X 10G |  | 0
B8120 | Balloon |  | 0
B8170 | Balloon |  | 0
BACKCOVERCEN306 | back cover |  | 0
BANTE321-CL | BANTE CL Portable Chlotine Ion Meter, |  | 0
BARCODE RIBBON | BARCODE RIBBON (80MM X 74MM) |  | 0
BARCODERIBBON | BARCODE RIBBON 85mmX70mm |  | 0
BASE PLATE | BASE PLATE (9 X 300 X 700MM) |  | 0
BASE10"X15"X9MM | BASE 10"X15"X9MM |  | 0
BASE16X250X250 | BASE PLATE 16 x250 x250mm | FOR UNIVERSAL LONG ARM STAND | 0
BASEPLATE12MM | BASE PLATE(12mmX10"X10") for | Uni Long Arm Stand (CENTER hole) | 0
BASEPLATEROUND | Base Round Plate(black/white) |  | 0
BASESTANDCCD | wide base heavy stand(12"X12")stainless | steel for ccd camera | 0
BASEUNILONGARM | BASE PLATE(9mmX250mmX250mm) for | Uni Long Arm Stand (SIDE hole) | 0
BASICDRO | Basic D.R.O. |  | 0
BATCRANSCALE | BATTERY FOR CRANE SCALE |  | 0
BATTERYARF | Battery for ARF |  | 0
BATTERYCOVER | battery cover model : 05SAA405 |  | 0
BATTERYFGP | Battery For Shimpo FGP |  | 0
BATTERYHLN11A | RECHARGEABLE BATTERY FOR HLN-11A |  | 0
BATTERYHOLCEN306 | Battery holder爁or Center 306 |  | 0
BAYTOCMOUNT | Bayonet mount to C Mount coupling 6.3X | photo eyepiece biological mscope-NIKON F | 0
BC2200H | COMPETITION SERIES |  | 0
BC220H | COMPETITION SERIES |  | 0
BCLIPFORMAG | big clip for spring type magnifier lamp |  | 0
BE990 | SCOTTS BEETLE BALANCE BE 990 |  | 0
BEAKER100ML | beaker , glass 100ml |  | 0
BEAKER1L | Beaker Glass Low Form Graduated 1L |  | 0
BEAKER1LITRE | Beaker 1 Litre Glass |  | 0
BEAKER3L | stainless steel beaker 3000ml |  | 0
BENZOIC ACID | Benzoic Acid 500g |  | 0
BFN802 | INONIZER OVERHEAD BLOWER(2 FAN) |  | 0
BFN803 | AC OVERHEAD INONIZING BFN803(3FANS) |  | 0
BG1.88X4.395X30 | CUSTOMMADE BLOCK GAUGE POLISHING SURFACE | ACCURACY: ?.002MM HRC 60 | 0
BG1.98X4.495X30 | CUSTOMMADE BLOCK GAUGE POLISHING SURFACE | ACCURACY: ?.002MM HRC 60 | 0
BG2.414X5.0X30 | CUSTOMMADE BLOCK GAUGE POLISHING SURFACE | ACCURACY: ?.002MM HRC 60 | 0
BG2.514X5.0X30 | CUSTOMMADE BLOCK GAUGE POLISHING SURFACE | ACCURACY: ?.002MM HRC 60 | 0
BG-363 | BLUE GIZMO DIGITAL POCKET THERMOMETER |  | 0
BG366 | DIGITAL POCKET THERMOMETER |  | 0
BG4.014X4.000X30 | CUSTOMMADE BLOCK GAUGE POLISHING SURFACE | ACCURACY: ?.002MM HRC 60 | 0
BG4.114X4.000X30 | CUSTOMMADE BLOCK GAUGE POLISHING SURFACE | ACCURACY: ?.002MM HRC 60 | 0
BG42 | blue gizmo infrared thermometer | model : BG-42 | 0
BG48 | BLUE GIZMO INFRARED THERMOMETER | MODEL:bg-48 S/N:07056439 | 0
BGAGE1.652X4.014 | BLOCK GAUGE 1.652X4.014X30.000MM | +-0.002 | 0
BGAGE1.752X4.114 | BLOCK GAUGE 1.752X4.114X30.000MM | +-0.002 | 0
BGAGE16.52X40.14 | BLOCK GAUGE 16.52MM X 40.14MM X 30.00MM | +/-0.002 | 0
BGAGE17.52X41.14 | BLOCK GAUGE 17.52MM X 41.14MM X 30.00MM | +/-0.002 | 0
BH5795E | K type surface probe model : BH5795E |  | 0
BIXOLONPRINTER | SAMSUNG BIXOLON PRINTER | MODEL : SRP-280 | 0
BIXOLONRIBBONERC30 | Bixolon Printer Ribbon ERC-30 |  | 0
BL3200H | Top-Loading Balances 3200gx0.01g | BL3200H | 0
BL3200S | Top-Loading Balances 3200gx0.1g | BL3200S | 0
BL320H | Top-Loading Balances 320gx0.001g | BL320H | 0
BL320S | Top-Loading Balances 320gx0.01g | BL320S | 0
BL620S | Top-Loading Balances 620gx0.01g | BL620S | 0
BLD2000 | PROTIMETER MINI | MODEL: BLD2000 | 0
BLJig | Repairing Jig For BL |  | 0
BLUE/WHITE39.8MM | BLUE/WHITE DIA 39.8MM |  | 0
BLUEFILTER31.7 | BLUE FILTER DIA 31.7MM |  | 0
BLUEFILTERLG150 | BLUE FILTER FOR LG150 |  | 0
BLUETIPS | BLUE PIPET TIP - 100-1000uL | 1000tips/pack | 0
BM4800 | Infrared forehead thermo |  | 0
BMTY0275471-00 | QM-HEIGHT350B With Air |  | 0
BMTY02ADE270 | Air Lifting Unit (50mm) / LGF,E,D |  | 0
BMTY02ADN460 | MITUTOYO AC ADAPTER |  | 0
BMTY02AGD270 | Mitutoyo Workstage for LSM501/503/902 |  | 0
BMTY02AGD400 | Mitutoyo Adjustable Work |  | 0
BMTY02APW610 | CONTROL BOX 2 |  | 0
BMTY02ASK090 | STEM BUSH (3/8") |  | 0
BMTY02ASK110 | BORE GAGE ACCESSORIES |  | 0
BMTY02ASK180 | TEST INDICATOR ATTACHMENT (8mm stem) |  | 0
BMTY02ASK370 | TEST INDICATOR HOLDER (6mm stem) |  | 0
BMTY02NBA271C-MP | QSPAK V10.2/E |  | 0
BMTY02ZAA030 | MITUTOYO AC CORDSET-BS (1.8M) |  | 0
BMTY11AAC105 | OBJECTIVE LENS UNIT 5X |  | 0
BMTY11AAC106 | OBJECTIVE LENS MH PLAN 10X | ORDER NO: BMTY11AAC106 | 0
BMTY11AAC108 | OBJECTIVE LENS MH PLAN 100X | ORDER NO: BMTY11AAC108 | 0
BMTY11AAC666 | AVPAK-20 V2 | ORDER NO: 11AAC666 | 0
BMTY11AAC713 | OBJECTIVE LENS 5X | BRAND : MITUTOYO | 0
BMTY11AAC714 | OBJECTIVE LENS 20X | BRAND : MITUTOYO | 0
BMTY12AAA210 | MITUTOYO 50mm EXTENSION ROD FOR SJ-210 |  | 0
BMTY12AAA216 | MITUTOYO SUPPORT FOOT SET |  | 0
BMTY12AAA217 | Mitutoyo Flat Surface Nosepiece? |  | 0
BMTY12AAA218 | Mitutoyo Cylindrical Surface Nodepiece |  | 0
BMTY12AAA220 | MITUTOYO MAGNETIC STAND ADAPTOR (D3/8? |  | 0
BMTY12AAA568 | Mitutoyo Cone Styli, Carbide Tip. | Height : 20mm | 0
BMTY12AAA807 | RS232C CONNECTING CABLE,(2M), LH |  | 0
BMTY12AAB403 | Mitutoyo Standard Stylus 5um/90Deg |  | 0
BMTY12AAB405 | Mitutoyo extra small hole 1.6 stylus |  | 0
BMTY12AAB406 | Mitutoyo extra small hole stylus |  | 0
BMTY12AAC731 | Mitutoyo Surftest Stylus |  | 0
BMTY12AAC735 | Mitutoyo Deep Groove Stylis |  | 0
BMTY12AAC737 | MITUTOYO DEEP GROOVE STYLU |  | 0
BMTY12AAC740 | Mitutoyo 2X-Long Type STY/TIP AG 60DE? |  | 0
BMTY12AAD545 | Double Length Stylus/CS-L |  | 0
BMTY12AAD554 | STANDARD STYLUS | BRAND : MITUTOYO | 0
BMTY12AAE299 | Mitutoyo Arm & Stylis for Contracer |  | 0
BMTY12AAE875 | Mitutoyo Small Hole Stylis for contracze |  | 0
BMTY12AAE882 | Mitutoyo Surftest SJ-400 Standard Styli |  | 0
BMTY12AAE893 | Deep Groove Styli | Brand : Mitutoyo Model :MTY12AAE893 | 0
BMTY12AAF182 | COUNTER STAND/KA |  | 0
BMTY12AAF673 | 2D BALL STYLUS (ECCENTRIC AXIS) | BRAND : MITUTOYO | 0
BMTY12AAL021 | STANDARD STYLUS, 211 |  | 0
BMTY12AAL023 | Mitutoyo Stylus For Deep Groove |  | 0
BMTY12AAL030 | Mitutoyo Roundtest Stlis dia.1.6mm |  | 0
BMTY12AAL034 | Mitutoyo Stylus for Plane Surface,211 |  | 0
BMTY12AAL067 | Communication CBL for Printer |  | 0
BMTY12AAL068-MA | USB CONNECTING CABLE |  | 0
BMTY12AAL069-SW | SD CARD WITH SOFTWARE |  | 0
BMTY12AAL272 | Mitutoyo Replacement Battery For SJ210 |  | 0
BMTY12AAM103 | Mitutoyo Small Hole Arm AB-33 |  | 0
BMTY12AAM106 | Mitutoyo Small Hole Stylus SPH-43 |  | 0
BMTY12AAM587 | OVERLAY CHARTS NO: 11 |  | 0
BMTY12AAM588 | MITUTOYO OVERLAY CHARTS NO: 12 | (REPLACEMENT FOR MODEL: 512067) | 0
BMTY12AAM589 | MITUTOYO OVERLAY CHARTS NO: 13 | (REPLACEMENT FOR MODEL: 512068) | 0
BMTY12AAM596 | Mitutoyo Overlay Chart |  | 0
BMTY12AAM597 | Mitutoyo Overlay Chart replace 512076 |  | 0
BMTY12AAP007-MAP | ROUNDPAK V7.3/E RA-1600M |  | 0
BMTY12BAA240 | Battery for SJ201 |  | 0
BMTY170-102-12 | Mitutoyo Dial Gage Tester |  | 0
BMTY170-311E | I-CHECKER |  | 0
BMTY172-001 | CHIP SAW BLADE CLAMPING JIG |  | 0
BMTY172-002 | CUTTING SAW BLADE CLAMPING JIG |  | 0
BMTY172-116 | Standard scale (50mm) |  | 0
BMTY172-117 | MITUTOYO 20X EYEPIECE FOR TM505 |  | 0
BMTY172-132 | VERTICAL WORKPIECE HOLDER |  | 0
BMTY172-133 | Surface Illum Unit PH3500 |  | 0
BMTY172-142 | CENTER SUPPORT |  | 0
BMTY172-143 | RISER FOR CENTER STAGE |  | 0
BMTY172-144 | Mitutoyo Rotary Vise for PH-350 |  | 0
BMTY172-145 | 5X LENS SET FOR PH-3515F |  | 0
BMTY172-160-3 | MITUTOYO GREEN FILTER FOR PROFILE PROJER |  | 0
BMTY172-161 | Mitutoyo Reading Glass Scale |  | 0
BMTY172-165 | 50X LENS SET FOR PH3515F |  | 0
BMTY172-173 | 20x Projection Lens Set Code |  | 0
BMTY172-184 | 10x PROJECTOR LENS |  | 0
BMTY172-196 | ROTARY TABLE |  | 0
BMTY172-202 | Mitutoyo 10X PROJECTION LENS |  | 0
BMTY172-203 | 20x PROJECTION LENS |  | 0
BMTY172-204 | 50X PROJECTION LENS |  | 0
BMTY172-229 | Oblique Reflection Mirrors |  | 0
BMTY172-234 | V-BLOCK |  | 0
BMTY172-810-20E | Profile Projector PH-A14 | Brand : Mitutoyo Model : BMTY172-810-20E | 0
BMTY172-858E | PH-3515F Profile Projector |  | 0
BMTY172-868E | Mitutoyo Profile Projector | Brand : Mitutoyo Model : PH-3515F | 0
BMTY174-173E | Mitutoyo KA Counter |  | 0
BMTY174-183E | KA COUNTER (MODEL : KA-212) | BRAND : MITUTOYO | 0
BMTY176-137 | OBJECTIVE LENS, 10X |  | 0
BMTY176-139 | OBJECTIVE LENS,5X |  | 0
BMTY176-305 | ROTARY STAGE-FINE FEED KNOB A |  | 0
BMTY176-354E | LED ILLUMINATION UNIT (MF) |  | 0
BMTY176-393 | BINOCULAR TUBE |  | 0
BMTY176-662-10 | MF-A1010C, MEASUREMENT MICROSCOPE |  | 0
BMTY176-811E | TM-505,MITUTOYO TOOLMAKER'S MICROSCOPE | MODEL: TM-505 (176-811E) | 0
BMTY176-812E | TM-510,MITUTOYO TOOLMAKER'S MICROSCOPE |  | 0
BMTY178-019 | PRECISION VISE |  | 0
BMTY178-039-MAP | COLUMN STAND/SJ400/SJ401 |  | 0
BMTY178-042-1 | DIGIMATIC XY LEVELING TABLE |  | 0
BMTY178-230-2 | DRIVE UNIT/SJ201 |  | 0
BMTY178-385 | Mitutoyo Deep Groove Detector (Low Meas) |  | 0
BMTY178-390 | Standard Detector, 4mN | for SJ Roughness Tester | 0
BMTY178-393 | EX SML hole detector (D2.8mm) |  | 0
BMTY178-421MAP | Mitutoyo Printer For SJ |  | 0
BMTY178-461E-1 | surface roughness tester, SV-3100S4 |  | 0
BMTY178-571-01E | MITUTOYO SURFACE ROUGHNESS TESTER,SJ-310 |  | 0
BMTY178-571-02E | MITUTOYO SURFACE ROUGHNESS TESTER,SJ-310 | MODEL: 178-571-02E *built-in printer | 0
BMTY178-581-01E | SJ-411/0.75MN INCH |  | 0
BMTY178-602 | Roughness Specimen |  | 0
BMTY182-511-10 | MITUTOYO GLASS SCALE 50MM |  | 0
BMTY182-512-10 | Working standard scale,100mm |  | 0
BMTY182-513-10 | MITUTOYO Working standard scale,150mm |  | 0
BMTY182-514-10 | Working Standard Scales |  | 0
BMTY182-523-10 | MITUTOYO STANDARD GLASS SCALE |  | 0
BMTY182-534-10 | MITUTOYO STANDARD SCALE |  | 0
BMTY191-234-6 | BND-C C544 |  | 0
BMTY191-243 | CRYSTA-APEX S544 | Brand : Mitutoyo | 0
BMTY191-244 | Mitutoyo Coordinate Measuring Machine |  | 0
BMTY191-247 | Crysta-APEX S574 | Brand : Mitutoyo | 0
BMTY191-248 | CRYSTA APEX S574/MULTI WIRE | BRAND : MITUTOYO | 0
BMTY191-252 | CRYSTA APEX S776 (MAIN UNIT) | BRAND : MITUTOYO | 0
BMTY196-342 | CRYSTA-PLUS M776 |  | 0
BMTY196-591 | CRYSTA-PLUS M544 |  | 0
BMTY196-596 | Crysta Plus M574 | Brand : Mitutoyo | 0
BMTY196-683 | Crysta Plus M443 | Brand : Mitutoyo | 0
BMTY19BAA031 | MITUTOYO HARDNESS TEST BLOCK |  | 0
BMTY19BAA060 | DIAMOND INDENTER ( VICKERS TYPE ) |  | 0
BMTY19BAA279 | CARBIDE-ALLOY INDENTER D2.5MM | BRAND : MITUTOYO | 0
BMTY19BAA280 | CARBIDE-ALLOY INDENTER D5MM | BRAND : MITUTOYO | 0
BMTY211-016 | PRECISION REFERENCE BALL |  | 0
BMTY211-032 | CENTERING CHUCK |  | 0
BMTY211-724E | RA-1600M |  | 0
BMTY215-156-10 | MITUTOYO GRANITE STAND |  | 0
BMTY264-156E | QM-Data 200 (Arm Type Data Processor |  | 0
BMTY270732 | Mitutoyo Printer Paper for SJ-310 |  | 0
BMTY301-701-1E | Mitutoyo Profile Projector,PJ-A3000 |  | 0
BMTY302-701E | PROFILE PROJECTOR, PJ-A3010F-200 (MM) |  | 0
BMTY302-703-1E | PJ-A3010F-100(MM) |  | 0
BMTY303-712-1E | PROFILE PROJECTOR, PJ-H30A1010B |  | 0
BMTY303-713-1E | Profile Projector PJ-H30A2010B | Brand : Mitutoyo | 0
BMTY354884 | Mitutoyo Stylus SPH-71 |  | 0
BMTY359-508-10Y | QUICK SCOPE QS250Z/RF | Brand : Mitutoyo Model :BMTY359-508-10Y | 0
BMTY359-508-9E | Quick Scope QS250Z | Brand : Mitutoyo | 0
BMTY359-703E | MANUAL QUICK SCOPE QS-L SERIES, VISION B |  | 0
BMTY359-710-1E | QUICK SCOPE | MODEL : QS-L2010ZB CODE NO:359-710-1E | 0
BMTY363-107Y | QV-E202P1L-D | Brand : Mitutoyo | 0
BMTY363-111-1E | Quick Vision ELF Series | Brand : Mitutoyo Model : BMTY363-111-1E | 0
BMTY363-170Y | (QV Apex) | BRAND : MITUTOYO MODEL : QV-X302P1L-D | 0
BMTY363-171Y | QV-X302P3L-D / 3CCD Color | BRAND : MITUTOYO MODEL : 363-171Y | 0
BMTY363-174Y | QUICK VISION | MODEL : QV-X302T1L-D | 0
BMTY375-037-1 | ML 3X OBJECTIVE LENS/MF |  | 0
BMTY375-039 | ML 10X OBJECTIVE LENS/MF |  | 0
BMTY375-056 | Mitutoyo Micro-scale for MF |  | 0
BMTY383038 | Mitutoyo Bulb 24V 2W,TM500 |  | 0
BMTY512066 | Mitutoyo Overlay Chart |  | 0
BMTY512071 | OVERLAY CHART FOR PROFILE PROJECTOR |  | 0
BMTY512075 | Mitutoyo Overlay Chart |  | 0
BMTY515-322 | HEIGHT MASTER,MODEL:515-322 |  | 0
BMTY515-374 | MITUTOYO DIGITAL HEIGHT MASTER |  | 0
BMTY515-555 | Mitutoyo Cera Caliper Checker |  | 0
BMTY515-556-2 | CERA CALIPER CHECKER | BRAND : MITUTOYO RANGE : 0-600MM | 0
BMTY515-741 | High Accuracy Check Master | Range : 450mm | 0
BMTY516-338-10 | CERA Gauge Block (SET) | Brand : Mitutoyo Grade : 0 | 0
BMTY517-101C | Granite Table SIZE:300X300X100mm | Brand : Mitutoyo Model : BMTY517-101C | 0
BMTY517-105C | Mitutoyo GP 750X500X130MM(1) |  | 0
BMTY517-107C | Mitutoyo Granite Surface Plate GP 1000X) |  | 0
BMTY517-114C | Granite Surface Plate, Size 600x450x10m |  | 0
BMTY517-203-2 | NORMAL STAND, SIZE: 600 X 450 X 100MM |  | 0
BMTY517-204-2 | Mitutoyo Steel stand | Brand : Mitutoyo Size : 600X600X130mm | 0
BMTY517-204C | Stand for Granite Surface Plate | Brand : Mitutoyo | 0
BMTY517-204R | Stand for Granite Surface Plate |  | 0
BMTY517-205 | STAND FOR GRANITE | BRAND : MITUTOYO SIZE : 750X500 | 0
BMTY517-205-2 | STEEL STAND (750X500X130MM) |  | 0
BMTY517-207R | MITUTOYO DROP PREVENTION STD |  | 0
BMTY517-209-4 | STAND FOR GRANITE SURFACE PLATE | SIZE : 2000 X 1000 X 250 | 0
BMTY517-303C | MITUTOYO BLACK SURFACE PLATE, GRADE 0 |  | 0
BMTY517-305C | BLACK GRANITE SURFACE PLATE, | SIZE:750 X 500 X 130MM | 0
BMTY517-309C | MITUTOYOGP1000X1000X1000X150MM |  | 0
BMTY517-314C | Granite Surface Plate | Brand : Mitutoyo Size : 600X450X100mm | 0
BMTY517-401 | Granite Surface Plate | Brand : Mitutoyo Size : 300X300X100mm | 0
BMTY517-403C | Granite Surface Plate |  | 0
BMTY517-405C | GP 750X500X130MM(00) |  | 0
BMTY517-410C | GRANITE SURFACE PLATE | SIZE : 2000 X 1000 X 250 | 0
BMTY517-411C | BLACK GRANITE SURFACE PLATE |  | 0
BMTY517-414C | Granite Surface Plate | Brand : Mitutoyo Size : 600X450X100mm | 0
BMTY518-232 | Qm Height -600A | Brand : Mitutoyo | 0
BMTY518-236 | Qm Height -600B With Air | Brand : Mitutoyo | 0
BMTY518-351E-21 | Mitutoyo Linear Height Gage,in/mm, LH-6 |  | 0
BMTY525-777E | FORMTRACER EXTREME CS-H5000CNC | BRAND : MITUTOYO | 0
BMTY539-115-30 | LINEAR ATK103-300MM | BRAND : MITUTOYO | 0
BMTY539-118-30 | LINEAR ATK103-450MM | BRAND : MITUTOYO | 0
BMTY541106 | SCREWDRIVER |  | 0
BMTY542-015 | MITUTOYO DISPLAY COUNTER |  | 0
BMTY542-063 | MITUTOYO EV COUNTER EV-16P |  | 0
BMTY542-162 | MITUTOYO LINEAR GAUGE 0-25MM X 0.01MM |  | 0
BMTY542-163 | LGF-150L Linear Gauge |  | 0
BMTY542-181 | MITUTOYO LINER GAUGE |  | 0
BMTY542-262H | MITUTOYO LINEAR GAGE (SLIM TYPE) |  | 0
BMTY544-072E | C/W LSM6200/ENGLISH MM/IN |  | 0
BMTY544-115E | Laser Scan Micrometer, LSM-9506 |  | 0
BMTY544-495E | Laser Scan Micrometer | Model : LSM-902/6900 | 0
BMTY544-534 | Laser Scan Micrometer | Model : LSM-501S | 0
BMTY544-540 | Mitutoyo LSM-512S/IEC/FDA |  | 0
BMTY572-462 | SD-20E |  | 0
BMTY572-463 | Mitutoyo digimatic scale, Model: SD-30E |  | 0
BMTY611675-041 | Gauge Block 50-2-BM1/PD |  | 0
BMTY64AAA590 | DUROMETER TEST BLOCK SET (D) |  | 0
BMTY64AAA964 | Calibration set shore A Scales |  | 0
BMTY66CPC001-M | CALIBRATION SERVICES FOR PJ-A3000 |  | 0
BMTY66CTA004 | CALIBRATION FOR MICRO-VICKERS |  | 0
BMTY66STE003 | INSTALLATION - MICRO-VICKERS |  | 0
BMTY66TCB002-OS | TRAINING FOR MTRACEPAK |  | 0
BMTY66TDP002-OS | TRAINING -MICRO-VICKERS |  | 0
BMTY810-012 | 50X50MM-TRAVEL XY STAGE | BRAND : MITUTOYO | 0
BMTY810-013 | VISE/SPECIMEN HOLDER (THIN PLATE) | ORDER NO: 810-013 | 0
BMTY810-016 | VISE,45MM SIZE | ORDER NO: BMTY810-016 | 0
BMTY810-017 | Special Vise (Open: width:100mm) | Order No: 810-017 | 0
BMTY-810-029 | MITUTOYO Special V-Anvil |  | 0
BMTY810-029 | MITUTOYO Special V-Anvil |  | 0
BMTY810-037 | Mitutoyo ROUND TABLE,D180MM |  | 0
BMTY810-042 | MITUTOYO V-Anvil |  | 0
BMTY810-043 | Mitutoyo SPOT ANVIL,D12MM |  | 0
BMTY810-044 | Mitutoyo SPOT ANVIL,D5.5MM |  | 0
BMTY810-124 | Hardness Testing Machines | Brand : Mitutoyo Model : HM-101 | 0
BMTY810-125E | Hardness Testing Machines | Brand : Mitutoyo Model : HM-102 | 0
BMTY810-160E | VICKERS HARDNESS TESTING MACHINES | BRAND : MITUTOYO MODEL : AVK-CO | 0
BMTY810-202 | ROCKWELL HARDNESS TESTING MACHINES | BRAND : MITUTOYO MODEL : HR-521 | 0
BMTY810-203E | ROCKWELL HARDNESS TESTING MACHINES | BRAND : MITUTOYO MODEL : HR-522 | 0
BMTY810-290 | UD-414/DL Type Detector | Brand : Mitutoyo | 0
BMTY810-354E | TV CAMERA UNIT | ORDER NO: BMTY810-354E | 0
BMTY810-400 | MICRO VICKERS HARDNESS TESTING MACHINE | BRAND: MITUTOYO, MODEL: HM-210 | 0
BMTY810-405E | MIKRO VICKERS HARDNESS TESTING MACHINE | BRAND:MITUTOYO, MODEL:HM-220(810-405E) | 0
BMTY810-408E | MIKRO VICKERS HARDNESS TESTING MACHINE | BRAND:MITUTOYO, MODEL:HM-220B(810-408E) | 0
BMTY810-420 | MANUAL STAGE UNIT 25X25 | ORDER NO: BMTY810-420 | 0
BMTY810-423 | MANUAL XY STAGE UNIT 50X50 | ORDER NO: 810-423 | 0
BMTY810-448E | HV-120 SYSTEM MAIN UNIT | BRAND : MITUTOYO | 0
BMTY810-617 | 10X OBJECTIVE FOR | Brand : Mitutoyo | 0
BMTY810-619 | 50X OBJECTIVE FOR HT | Brand : Mitutoyo | 0
BMTY810-959E | HM-103 MICRO-VICKERS |  | 0
BMTY810-985E | VICKERS HARDNESS TESTING MACHINE | BRAND: MITUTOYO, MODEL:HV-115 | 0
BMTY811-329 | MITUTOYO HARDMATIC HH-329 |  | 0
BMTY811-331 | MITUTOYO HARDMATIC ANALOG | MODEL: HH-331 | 0
BMTY811-332 | MITUTOYO HARDMATIC DIGITAL | MODEL: HH-332 | 0
BMTY811-334-10 | durometer |  | 0
BMTY811-335 | MITUTOYO HARDMATIC HH-335 | BRAND : MITUTOYO ORDER NO : 811-335 | 0
BMTY811-335-10 | MITUTOYO HARDMATIC HH-335 |  | 0
BMTY811-336 | HH-336 |  | 0
BMTY811-336-01 | HH-336-01 |  | 0
BMTY811-336-11 | DUROMETER HH-336-01 | BRAND : MITUTOYO | 0
BMTY811-337 | MITUTOYO HARDMATIC HH-337 |  | 0
BMTY811-338 | HH-338 |  | 0
BMTY811-338-01 | HH-338-01 |  | 0
BMTY902803 | 6mm DOVETAIL GROOVED STEM |  | 0
BMTY902804 | 8mm DOVETAIL GROOVED STEM |  | 0
BMTY967-201-10 | Mitutoyo Bench Center |  | 0
BMTY996133 | STANDARD STYLUS | BRAND : MITUTOYO | 0
BMTY996542 | Mitutoyo Stylus SPH-13 |  | 0
BMTY997637 | MITUTOYO RECORDING PAPER (MM), 5PCS/SET |  | 0
BMTY99CMM001 | Mitutoyo Master Ball ST-505950/502960 |  | 0
BMTYCOMP-0037 | DELL COMPUTER WINDOWS 7 |  | 0
BMTYK551056 | KIT OPTI-SET START |  | 0
BMTYK551197 | Positioning Rail Sets |  | 0
BMTYK651249 | Mitutoyo M2 STY D1R L20 ML12.5 DS0.8SS |  | 0
BMTYK651257 | Mitutoyo M2 STY D1.5R L30 ML22.5 DS1TC |  | 0
BMTYQV-X302L1L-C | QUICK VISION MEASURING SYSTEM |  | 0
BMTYTABLE -0004 | Profile Table PH (650x1100x530) |  | 0
BMYT178-039-MAP | COLUMN STAND/SJ400/SJ401 |  | 0
BNCBNCCAB | BNC TO BNC CABLE |  | 0
BNCBNCCABLE3M | BNC TO BNC CABLE(3 meter) |  | 0
BNCRCACAB | BNC TO RCA CABLE |  | 0
BNCTORCACABLE2M | BNC TO RCA CABLE(2M) |  | 0
BNK4 | BN-K4 load cell for BW-130? |  | 0
BOFA300E | SOLDER FUME EXTRATION |  | 0
BOOSTERLENS | BOOSTER FOR 10X MAGNIFIER | LAMP/2X LENSE | 0
BORESCOPESYSTEM | 1)ICS Plus 2)HFB2 3)Mirror 4)Detachable | Gun Type Borescope (Rigid & Flexible) | 0
BOTCONTRFM1510 | LIGHT BOTTOM CONTROLLER FOR RFM1510 |  | 0
BOTPCBRFM1510 | BOTTOM POWER SUPPLY FOR RFM1510 |  | 0
BPCTZCLS621 | Citizen Barcode Printer |  | 0
BR-5100P | Apel Bilirubinometer with auto built in | printer | 0
BRACKET | MAGNIFIER BRACKET |  | 0
BRIGHTADJSWT | Brightness Ajustment switches . | Electronic intensity controller | 0
BRUSH | Test Tube Brush 230mm,Brush Dia.35mm |  | 0
BS2-80TS | Printer For Push full Gauge |  | 0
BS4.2-180IV | rigid borescope with old light source () |  | 0
BSWC15K+3MRS232 | BSWC15K Indicator with 3m RS232 |  | 0
BSWCTL+PLAT | BSWC(60kg x 0.5g ) with relay output and | 3 colour tower light + Platform 60S | 0
BSWCTL+PLAT300B | BSWC +Tower Light & Buzzer , | with Hi-Low function | 0
BSWS2ADAPTER | adapter fro bsws2 |  | 0
BTG150CN-S | Tonichi Torque Gauge |  | 0
BTG60CN-S | Tohnichi Torque Gage with pointer, | Model: BTG-60CN-S | 0
BTG90CN-S | Tohnichi Torque Meter |  | 0
BUFFERPH10 | BUFFER SOLUTION PH10 |  | 0
BUFFERPH10.01 | BUFFER SOLUTION PH 10.01 , 1 Litre |  | 0
BUFFERPH4 | buffer solution PH 4 |  | 0
BUFFERPH4.01 | BUFFER SOLUTION, PH 4.01, 1 LITRE |  | 0
BUFFERPH7 | BUFFER SOLUTION PH7 |  | 0
BUFFERPH7.01 | BUFFER SOLUTION, PH 7.01, 1 LITRE |  | 0
BULB STARTER | BULB STARTER FG-7E |  | 0
BULB6V30WRMS6000 | RMS6000 (XJP-6A) INVERTED REPLAMENR BULB | 6V 30W | 0
BULBPIPETTE | Bulb Pipette 100ml |  | 0
BULBPIPETTE10ML | Bulb Pipette 10ml |  | 0
BULBPIPETTE50ML | Bulb Pipette 50ml |  | 0
BURETTE50ML | Burette 50ml x 0.1ml |  | 0
BURETTECLAMP | BURETTE CLAMP DOUBLE CLAMP | BRAND : EISCO | 0
BURETTEGLASS | BURETTE GLASS WITH ST-PIFE STOPCOCK | CAP:100mLx0.1mL, BRAND : WITEG | 0
BURST/PUNCTURE | Bursting/Puncture Test Device |  | 0
BUTANETORCH | Butane torch |  | 0
BUTTONARF | Button Set (10 sets) |  | 0
BV-5 | TABLE DRILL HOSE ( BV-5 VICE5" ) |  | 0
BW110 | PHYSICIAN SCALE |  | 0
BW110H | medical scale 200kgx100g |  | 0
BW1110H | Nagata digital weighinG scale |  | 0
BW115H | Physicial & Height Measuring Scale |  | 0
BW120H | NAGATA BW-120H 200KGX0.1KG |  | 0
BW120HRULER | High measuring ruler for BW-120H |  | 0
BW12KH | Precision Platform Balances 12kg x 0.1g | with internal weight BW12KH | 0
BW130 | Digital Chair Scale |  | 0
BW20 | Baby Scale Model : BW-20 |  | 0
BW2010 | Nagata Digital Baby Scale |  | 0
BW22KH | Precision Platform Balances 22kg x 0.1g | with internal weight BW22KH | 0
BW32KH | Precision Platform Balances 32kg x 0.1g | with internal weight BW32KH | 0
BW32KS | Precision Platform Balances 32kg x 1g | with internal weight BW32KS | 0
BW52KS | Precision Platform Balances 52kg x 1g | with internal weight BW52KS | 0
BX300 | Top-Loading Balances 300gx0.001g | BX300 | 0
BX32KS | Precision Platform Balances 32kg x 1g | BRAND: SHIMADZU, MODEL: BX32KS | 0
BX52KS | Precision Platform Balances 52kg x 1g | BX52KS | 0
BX6000 | Top-Loading Balances 6000gx0.1g | BX6000 | 0
C000015 | RV 10 MPC101ZPDIAPHRAGM PUMP |  | 0
C0175 | CO175 black ground return lead |  | 0
C0183 | CO183 2 wires cable with crocodile clip |  | 0
C121A | Minimo Power Pack Model: C121A |  | 0
C3049 | HANGING DRAWER |  | 0
C-5T | round compression platen |  | 0
C61 | Miwaukee Conductivity meter |  | 0
C62 | MILWAUKEE TDS TESTER |  | 0
C65 | Milwaukee IP67 Waterproof Tester |  | 0
CA278PDL2PIN | CA278PDL Replacement Bulb,OD:84mm | Total Length:133mm,2pins ,8W | 0
CA92LIGHTSETM | CA92BDL lighting set(MODIFY) |  | 0
CABLE12V2MXB2 | 2M Extension Cable 12V connect | XB-2 | 0
CABLEIMPACTD | CABLE WITH LEMO FOR IMPACT DEVICE D |  | 0
CAC60 | Verivide Color Assessment Cabinet CAC60 |  | 0
CALCIUM CABONATE | Calcium Cabonate , 500g |  | 0
CALCIUM GRANULAR | Calcium Granullar , 100g |  | 0
CALGLASSSCALE | CALIBRATION OF GLASS SCALE C/W | CERTIFICATE. | 0
CALGSCALE400MM | CALIBRATION GLASS SCALE 400MM |  | 0
CALIBRATION4169 | ELCOMETER CALIBRATION FOIL 12.5um 4169 |  | 0
CALIBRATION4170 | ELCOMETER CALIBRATION FOIL 25um 4170 |  | 0
CALIBRATIONEBA20 | on-site calibration for EBA20 |  | 0
CALIFOIL125UM | ELCOMETER CALIBRATION FOIL 125UM |  | 0
CALIUIT250UV | Calibration of Ushio UIT-250 | UV Meter according | 0
CALUSHIOUNIMETER | Calibration charges for Ushio Unimeter |  | 0
CAMERA635 | 635 CCD COLOR CAMERA |  | 0
CAMERABASESTD | ccd camera wide base stand |  | 0
CAMERACMOUNT | Adaptor C-mount for Cooplix 45 | for std CCD camera mounting | 0
CAMERAMLCDLB | CAMERA FOR MLCD-LB |  | 0
CANONCAMCOUPLING | COUPLING FOR CANON CAMERA EOS1000D |  | 0
CANONCAMEOS1000D | CANON CAMERA MODEL : EOS1000D |  | 0
CANONCT20TIMER | CANON CT20 TIMER |  | 0
CAPTURECARD | Kworld Plus TV Analog PCI | Code:VS-TV-Tuner Card | 0
CARBON FILTER | CARBON FILTER |  | 0
CARTONSEALERMACHINE | MA Mini Automatic Carton Sealer |  | 0
CASINGHLN11A | BEG/CASE FOR HARDNESS TESTER,HLN11A |  | 0
CASTIRON10KG | CAST IRON STD WEIGHT 10KG |  | 0
CASTIRON1KG | CAST IRON STANDARD WEIGHT 1KG |  | 0
CASTIRON20KG | CAST IRON STD. WEIGHT | 20kg | 0
CASTIRON2KG | CAST IRON STANDARD WEIGHT 2KG |  | 0
CASTIRON500G | M2 CAST IRON 500G |  | 0
CASTIRON5KG | cast iron 5 kg |  | 0
CB1906 | water bath |  | 0
CB1915 | CONSTANCE WATER COOLING CIRCULATING | BATH | 0
CB1LOAD3KG | CB1 LOADCELL, 3KG |  | 0
CB-203 | Imada Cable CB-203 |  | 0
CBE9005 | CBE9005 FOLDER WITH STICK |  | 0
CCDCAMERA | CCD CAMERA 1/3" PAL COLOR ( JAPAN ) |  | 0
CCDCAMERASTAND | WIDE BASE HEAVY STEEL FOR CCD CAMERA |  | 0
CCDCAMSTAND | wide base stand for ccd camera. |  | 0
CCDFORRFM1510E | CCD CAMERA FOR RFM 1510E |  | 0
CCDL2003A | ccd coupling for microscope l2003A |  | 0
C-CLORIDE | Calcium Cloride 500g |  | 0
CCTVLENS | CCDTV & Video lens |  | 0
CD100M | Ceder Torque Meter Model: CD-100M 230V |  | 0
CD104 | Condo Conductivity TDS Salt Meter |  | 0
CD610 | MILWAUKEE TDS METER |  | 0
CD611 | Conductivity Tester, Model : CD611 |  | 0
CDX-UC-02 | DAXOR HEAVY DUTY UNIVERSAL CLAMP | MAGNIFYING LAMP | 0
CEDAROIL25ML | CEDAR WOOD OIL 25ML |  | 0
CELYADAPTER | adapter for Cely scale |  | 0
CEN325WINDSCREEN | windscreen for Center 325 | GPB000033-00000 | 0
CENTECZOOMLEN | CENTER TECHNIC ZOOM LENS |  | 0
CENTER 330 | ANEMOMETER |  | 0
CENTER120 | AUTORANGING DIGITAL MULTIMETER W/RS232 | INTERFACE | 0
CENTER122 | Autoranging Digital Multimeter w/True | RMS, Data Logger,RS-232,software,LED lgh | 0
CENTER200 | center mini clamp meter |  | 0
CENTER201 | CENTER201, AC/DC CLAMP METER |  | 0
CENTER202 | Small AC Autoranging Clamp Meter w/TrueS |  | 0
CENTER210 | CENTER 210 | Big AC Autoranging Clamp Meter | 0
CENTER212 | AC/DC TRUE RMS CLAMP METER |  | 0
CENTER220 | Mini Current Clamp Meter |  | 0
CENTER223 | Mini AC/DC Autoranging Clamp Meter |  | 0
CENTER302 | CENTER 302 Type K J Thermometer+RS-232 | interface In 1 channel, no software | 0
CENTER304 | CENTER304 Type K Thermometer ,4 Channels | with Datalogger & PC Interface | 0
CENTER305 | K TYPE THERMOMETER (DATALOGGER) | MODEL: CENTER 305 | 0
CENTER306 | CENTER 306 Type K Thermometer +RS-232 | interfaceDatalogger(2 channel+softwa | 0
CENTER307 | THERMOMETER |  | 0
CENTER309 | CENTER 309 Type K Thermometer ,4 Channel | with Datalogger & PC Interface | 0
CENTER31 | Center Hygro Thermometer (with alarm)+ 1 |  | 0
CENTER310 | Humidity & Temperature Meter with RS-232 |  | 0
CENTER314 | CENTER 314 |  | 0
CENTER317 | Center 317 Humidity Temp.Meter |  | 0
CENTER320 | CENTER 320 | Sound Level Meter | 0
CENTER321 | Sound Level Meter, Model : Center 321 |  | 0
CENTER322 | CENTER 322 Sound Level Meter+RS232 | /interface/logger Bargraph/Software/LED | 0
CENTER325 | CENTER 325 | Sound Level Meter | 0
CENTER326 | CENTER 326 | Sound Level Calibrator | 0
CENTER330? | Anemometer |  | 0
CENTER342 | CENTER 342 Temperature Humidity Recorder | * without Software | 0
CENTER345 | CENTER 345 Com'tion Base +Testlink | Software for Center340 & Center342 | 0
CENTER345(342) | Software for center342 | Model: Center345 (342) | 0
CENTER352 | INFRARED THERMOMETER |  | 0
CENTER358 | CENTER358 Infrared LED | Thermometer w/clamshell packaging | 0
CENTER360 | CENTER 360 | Large Size Autoranging Insulat | 0
CENTER370 | Center 370 RTD THERMOMETER with PT-100 |  | 0
CENTER372 | Center 372 RTD THERMOMETER with PT-100 | Dual input | 0
CENTER378 | Digital Thermometer K,J,ET,Type |  | 0
CENTER380 | REFRIGERANT LEAKAGE DETECTOR, |  | 0
CENTER382 | Refrigerant Leakage Detector | BRAND:CENTER, MODEL:CENTER382 | 0
CENTER383 | Center Combustible Gas Leak Detector |  | 0
CENTER390 | Sound Level Meter w/manual data store |  | 0
CENTER500 | TEMPERATURE GRAPHIC RECORDER |  | 0
CENTERTPL06 | CENTER Test Lead for Center 110 |  | 0
CERAHBHOLDER | CERAMIC HOLDER FOR HALOGEN BULB |  | 0
CFRTD | Digital Counting Indicator with printer |  | 0
CFRTE | CFR-TE | Nagata Digital Counting Indicator | 0
CHI-1351-210 | DESICCATOR NON VACUMM, 210MM | WITH PORCELAIN PLATE "CHINA" | 0
CHI-7101 | microscope slide, 3x1", plain (72pcs) |  | 0
CHN200MM | "CHINA" Digital Caliper | Size: 200mm | 0
CHS010 | CROSS HAIR GENERATOR |  | 0
CHUOOB-20X163MM | Chuo 20x Objective Lens |  | 0
CHUTS-1L- A3 | Chuo Seiki LED Illumination Model:TS-1L | Model:TS-1L-A3 | 0
CHUTSC | CHUO SCOPE TS-C/TS-P(2)/OC-10 |  | 0
CHUTSC1205 | BRAND : CHUO | MODEL: TS-C-1-20-5 | 0
CHUTS-C-2-20-2 | Chuo Seiki Scope Model: TS-C-2-20-2 |  | 0
CHU-TS-EP | Chuo Seiki Power Supply TS-EP |  | 0
CHU-TS-H | Chuo Seiki H-Type Stand Model: TS-H |  | 0
CHUTSL1205 | BRAND : CHUO | MODEL: TS-L-1-20-5 | 0
CHUTSP4 | Chuo Seiki Recticle Model No. TS-P(4) |  | 0
CIN150 | CONSTANCE INCUBATOR |  | 0
CIN250 | CONSTANCE COOL INCUBATOR |  | 0
CIRCULAR TUBE | PHILIP CIRCULAR TUBE |  | 0
CIRCULAR TUBE22W | PHILIP CIRCULAR TUBE 22W |  | 0
CITRIC ACID | Citric Acid 500g |  | 0
CK20050A | Precision Abrasive Cutting Machine |  | 0
CL40 | LOW SPEED PRECISION CUTTING MACHINE |  | 0
CL50 | PRECISO-CL,Diamond saw | Standard Diamond Cut-off blade -6", 22z | 0
CLAMPMETER | clamp meter Kyoritsu 2056R |  | 0
CLAMPS | ALUMINIUM CLAMP ( 24MM X 33MM X 34MM ) |  | 0
CLEANERCREAM | waterless cleaner cream type |  | 0
CLEANINGKIT | Scope cleaning kit |  | 0
CLEANINGSET | cleaning set |  | 0
CLEANINGSETXS901 | CLEANING SET FOR MICROSCOPE XS-901N |  | 0
CLEANINGSOL | CLEANING SOLUTION Hi7061 | 500mL | 0
CLEANINGSOLUTION | PH ELECTRODE SOLUTION 500mL |  | 0
CMM10KGF | Loadcell CMM 10kgf (diameter only 20mm) |  | 0
CMM2 | DACELL LOADCELL CMM2-K100 |  | 0
CMM2-K100 | DACELL LOADCELL |  | 0
CMM50KGF | Loadcell Model: CM, Capacity:50kgf |  | 0
CMM554C | CMM-554C |  | 0
CMM92-1KG | MINIATURE COMPRESSION LOADCELL |  | 0
CMMCALGAUGE100MM | 100mm Calibration gauge |  | 0
CMMCALGAUGE150MM | 150 Calibration gauge |  | 0
CMMCALGAUGE200MM | 200mm Calibration gauge |  | 0
CMMCALGAUGE300MM | 300mm Calibration gauge |  | 0
CMMCALGAUGE400MM | 400mm Calibration gauge |  | 0
CMMCALGAUGE500MM | 500mm Calibration gauge |  | 0
CMMCALGAUGE600MM | 600mm Calibration gauge |  | 0
CMMCALGAUGESHELF | Calibration gauge Shelf |  | 0
CMMCALLEV630X100 | Granite? 630*100*35mm, Level S |  | 0
CMMCALSQ400X400 | Granite? 400*400mm, Square Sca |  | 0
CMOUNTADJ | Adjustable C-mount |  | 0
CMOUNTCOUPADJ | C-mount Coupling with Adjustab |  | 0
CMOUNTRING30MM | 30mm Cmount Ring |  | 0
CMR956W | CMR-956-W(for light) and PS-12 | (for Adapter) | 0
CMR968+ADAPTOR | LED CMR 968 PLUS VARIABLE INTENSITY | POWER SUPPLY | 0
CMR968W | LED light CMR-968-W + Adaptor(PS-1206) |  | 0
CMR-I968W | LED SCOPE LIGHT-968(MODEL :CMR-I968W) |  | 0
CMT20P/R | Sensor (CMT) |  | 0
CO1755 |  |  | 0
CO1805 |  |  | 0
CO18305 |  |  | 0
COINSCALESORTER | COIN COUNTING MACHINE WITH SOR |  | 0
COMP-0037 + MON-0010 | DELL COMPUTER WINDOWS 7 + 9?LCD |  | 0
COMP-0040+MON-02 | DELL PRECISION W7 FOR VMM | C/W 22" LCD FLAT PANEL (MON-0012-VISION) | 0
COMPSTAND250X200 | comparator stand 250x200 | model : E-2025 | 0
CON100US/CM | conductivity std solution 480ml | 100us/cm | 0
CON11/03K | CyberScan CON 11 with carrying kit set | Conductivity electrode, electrode holder | 0
CON1413US/CM | conductivity std solution 480ml | 1413us/cm | 0
CON500US/CM | conductivity std solution 480ml | 500us/cm | 0
CONDENLENSY103 | conderser lens for Y103 |  | 0
CONDLENSM3G4 | ML-30 condensing lens for M3G4-1000s |  | 0
CONICALFLASK | VOLUMETRIC FLASK(A) 250ML |  | 0
CONICALFLASK100ML | CONICAL FLASK 100ML |  | 0
CONICALFLASK250ML | CONICAL FLASK 250ML |  | 0
CONICALFLASK500ML | CONICAL FLASK 500ML |  | 0
CONNECTINGCABLE | SHORE HARDNESS TESTER |  | 0
CONTACTPOINT4MM | TO MACHINE ADAPTOR C/W M6 THREAD | SIZE :9ODX4ODX18MML | 0
CONTACTPOINT7MM | TO MACHINE ADAPTOR C/W M6 THREAD | SIZE :9ODX7ODX18MML | 0
CONTROLFCH9146A | control panel for FCH9146A |  | 0
CONTROLLER | IKA, HPH PROCESS CONTROLLER |  | 0
CONTROLUFC9108A | control panel for UFC9108A |  | 0
COO | Certificate of Origin |  | 0
COOL4RMZTCOUPLER | Digital Camera 4500 Coupling | for RMZ series (T) | 0
COOL5600COUPLER | CAMERA COUPLING FOR COOPLIX 56 |  | 0
COOLERMASTER460W | Cooler Master 460 Watt | 115/230V 10/6A | 0
COOLINGMOTOR | COOLING MOTOR FOR FCH9246A |  | 0
COOLP1COUPLEY100 | Coupling for Digital camera ni | P1 attach to AY100 scope | 0
COOLP1EYEADAP | Camera adapter for Coolpix P1 | SSZ eyepiece | 0
COOLPIX4500 | NIKON COOLPIX 4500 |  | 0
COTTONDRILL | COTTON DRILL LAB COAT | LONG SLEEVE, SIZE:M = 2pcs, SIZE:L = 3ps | 0
COULPLINGSXZ7 | coupling for SXZ7 Olympus |  | 0
COUPLANTX90ML | COUPLANT X 90ML |  | 0
COUPLINGAUXLEN | Auxiliary Len coupling |  | 0
COUPLINGP600IBS2 | coupling for IBS2 (connect to Nikon P600 |  | 0
COUPLIS560TOSSZT | labour charge for mechanical assembly | coupling for coolpix S560 to SSZT | 0
COUPLIS560TOY100 | labour charge for mechanical assembly | coupling for coolpix S560 to y100 | 0
CP25 | SHEET PUNCHING MACHINE |  | 0
CPJ3015CZ | CPJ3015CZ with 10x 20x 50x |  | 0
CPJ3025CZ | CPJ3025CZ turret profile projector with | 10x 20x 50x lens ,150x250mm stage | 0
CPUARF | CPU Board |  | 0
CQ204 | Color Quad Proccessor |  | 0
CR10PLUS | Konica Minolta Color Reader |  | 0
CROSSHAIRDBL | CROSS HAIR GENERATOR DOUBLE LI |  | 0
CROSSHAIRSINGLE | CROSS HAIR GENERATOR SINGLE LINE |  | 0
CS3000-2 | CS 3000-2 Standard type | Digital Readout 2 axes | 0
CS6000DRO | CS6000 DRO |  | 0
CS963KG | CS96, KITCHEN SCALE 3KG X 1G |  | 0
CT180HUMISENSOR | Humidity sensor for CT180 |  | 0
CT180TEMPSENSOR | Temperature .sensor for CT180 |  | 0
CT300EPCB | PCB FOR CT300E | CT500E | 0
CT300HUMISENSOR | Refrigeration Humidity Sensor for CT300 |  | 0
CT300HUMISENSOR+CABLE | HUMIDITY SENSOR + CABLE FOR CT300 |  | 0
CT300TEMPSENSOR | temp. sensor for CT300 |  | 0
CT500EPCB | PCB FOR CT500E |  | 0
CT500HUMSENSOR | Humidity Sensor for CT-500 dehumidifier |  | 0
CT500KEYPAD | Keypad for CT-500 dehumidifier |  | 0
CTLBOARDRFM1510E | Control Board for countour and surface | Lighting for RFM1510E | 0
CTR30TD | CTR-30-TD |  | 0
CTRLFCH9146A | Controller for Oven FCH9146A |  | 0
CTR-TD I/C | Replace of I/C with New Software |  | 0
CUST A/SCOPE | customise & modify rack & pinion for | angle scope | 0
CUSTFLEXIBLEARM | CUSTOMIZE FLEXIBLE ARM |  | 0
CUSTOMDUTY | custom duty tax |  | 0
CUTTERAL20020 | AlO2 cut-off wheel OD200xID31. | TH1.5mm. Cutting soft & medium | 0
CUTTERAL20050 | AlO2 cut-off wheel OD200xID31. | TH1.5 mm. Cutting high hardness | 0
CUTTER-S00000 | VALQUA GASKET CUTTER |  | 0
CUVETTESDISPOS | CUVETTES DISPOSABLE SEMI MICRO PMMA OPS | 2 SIDES CLEAR (BOX OF 100PCS ) | 0
CVD2000UPS | VOLTAGE STABILIZER 2KVA+UPS |  | 0
CX21 | CX21 Microscope (BIM-SET) |  | 0
CX41 | Microscope CX-41 Brand: Olympus |  | 0
CX41P | Polarising Microscope |  | 0
CYBERSCANPH300 | EUTECH W/PROOF CYBERSCAN pH300 pH METER |  | 0
CYCLO HEXANE | (Cyclo) hexane , free from aromatics | 2.5L | 0
D/KITFOR-AUX | Density Kit for AUX |  | 0
D/KITFORUX | Density Kit For UX |  | 0
D/KITFORUX BIG | Density Kit For UX Large |  | 0
D1257 | DRAWER |  | 0
D3200144001 | PANEL SWITCH | D3200144001 | 0
D3200157602 | CABLE OF EP-50 |  | 0
D3210157602 | CABLE | D3210157602 | 0
D3212385 | SHEET PANEL UX | D3212385 | 0
D3213460411 | FULCRUM SPRING | D3213460411 | 0
D32141205 | RING ANTI INTRUSION, AEG | D32141205 | 0
D32141225 | PAN |  | 0
D3214139490 | Pan support (square pan) foe ELB600 |  | 0
D3214141810 | ELB SMALL PAN | D3214141810 | 0
D32141419 | Pan (square) for ELB600 |  | 0
D32151555 | PAN ASSEMBLY LARGE | D32151555 | 0
D32152566 | Board Assy,switch |  | 0
D3215256810 | Cable L105 |  | 0
D32152577 | Spacer, switch |  | 0
D32152583 | DSP Panel |  | 0
D321-53128-03 | SHIMADZU LEVERLLING BUBLE |  | 0
D3215312803 | Level |  | 0
D3215338201 | AKB-301 | D3215338201 | 0
D3215352901 | DUST COVER FOR BX |  | 0
D32153530 | Level screw |  | 0
D3215354601 | DRIVE CASE | D3215354601 | 0
D3215354602 | DRIVE CASE | D3215354602 | 0
D3215360001 | RDB-201 | D3215360001 | 0
D3215370005 | please refer to D3216210501 |  | 0
D3215390801 | BL pan supporter ( large ) | D3215390801 | 0
D3215390811 | PAN SUPPORT BIG, FOR BL620S |  | 0
D32153910 | MAGNET ASSEMBLY | D32153910 | 0
D32153912 | BL INTERNAL COIL | D32153912 | 0
D32153946 | CASE ASSY FOR BL SERIES |  | 0
D32154735 | TEMP SENSOR ASSY |  | 0
D3215473801 | PRE AMP ASSY (DETECTOR) |  | 0
D3215474474 | SPRING FORCE POINT(OLD CODE-D3215474404) |  | 0
D3215522201 | Magnet Assy for AX |  | 0
D3215524403 | AX,AW PCB |  | 0
D3215524404 | D3215524404 |  | 0
D3216023401 | D3216023401 |  | 0
D32160235 | D32160235 | XXXXX pls use D3216023501 XXXX | 0
D3216023501 | BOARD ASSY, POWER FOR AY220 |  | 0
D32160437 | Cove plate for AY220 |  | 0
D32160447 | OPERATION BOTTOM | D32160447 | 0
D32160453 | PAN (PRESS) | D32160453 | 0
D32160459 | PAN SUPPORTER ASSY | D32160459 | 0
D32160468 | ROOF GLASS ASSY | D32160468 | 0
D32160518 | Pull for AY220 |  | 0
D32160519 | Pull fixer for AY220 |  | 0
D32160520 | MOTOR ASSY |  | 0
D321-60550-01 | DENSITY KIT FOR AU SERIES |  | 0
D3216057501 | WIND BREAK SET | D3216057501 | 0
D3216057601 | Shimadzu Density Kits |  | 0
D3216057612 | SMK-102, DENSITY KIT FOR UW/UX |  | 0
D32160640 | Sinker for Liquid specific gravity meast | measurement | 0
D3216066602 | BOARD ASSY | D3216066602 | 0
D3216066603 | D3216066603 |  | 0
D3216111106 | Ink ribbon cartridge (5pcs) for EP-80 |  | 0
D321-61228 | All-surface Protective Cover,BX/UX |  | 0
D32161228 | Protective Cover BX/UX Lange Pan |  | 0
D32161415 | T-PX-PRT-00 POWER BOARD FOR SHIMADZU BX |  | 0
D321616226 | COVER BL, | D321616226 | 0
D3216212701 | SHIMADZU MAINBOARD ASSY H-TYPE |  | 0
D32162144 | replaced by 321-70580-01 | D32162144 | 0
D3216222101 | Loadcell assy (200g & 300g) |  | 0
D3216222103 | ELB LOADCELL | D3216222103 | 0
D3216225610 | Panel Assy |  | 0
D3216226801 | D3216226801 |  | 0
D32162368 | WEIGHT LOADER ASSY |  | 0
D3216236801 | Shimadzu Weight Loader Assy, P/N:321-621 |  | 0
D3216236901 | case assy |  | 0
D3216236902 | Case UW/UX Large Pan |  | 0
D3216237201 | UNIT ASSY UX800 | D3216237201 | 0
D3216237202 | D3216237202 |  | 0
D32162385 | SHIMADZU PANEL SHEET, MODEL: UX |  | 0
D3216238501 | sheet panel |  | 0
D3216239510 | UX/UW PROTECT COVER |  | 0
D32162403 | Switch Board Assy |  | 0
D32162408 | Cable,flat26 for UX1020H |  | 0
D3216241401 | D321-62414-01 ASSY, ANALOG |  | 0
D32162415 |  | D32162415 | 0
D3216245002 | Board assy, Display (AUX/AUW-D) |  | 0
D3216245701 | Board assy, Main (220D) |  | 0
D3216245703 | Board assy, Main (320) |  | 0
D32162682 | EP 80 printer mechanism |  | 0
D3216269501 | SHEET PANEL ASSY EP | D3216269501 | 0
D32162719 | PAPER COVER |  | 0
D32162721 | PAPER SHAFT |  | 0
D32162797 | Windbreak set |  | 0
D3216285001 | weight loader assy |  | 0
D32162884 | LEVEL SCREW |  | 0
D32162886 | WATER LEVEL COVER |  | 0
D3216290101 | Side rail right for Windsheild AUW320 |  | 0
D3216290102 | SIDE RAIL ( AU LEFT ) |  | 0
D32162902 | FRONT PILLAR |  | 0
D32162933 | PAN SUPPORT ASSY |  | 0
D32162936 | Protective Cover for AUW220D |  | 0
D321-63312 | Sheet Panel of Shimadzu MOC120H |  | 0
D3216332002 | Aluminium Sheet for Shimadzu MOC120H |  | 0
D3216382711 | Protective cover for TXB622L |  | 0
D32163850 | DISPLAY BOARD ASSY FOR SCALE TXB6201L |  | 0
D32163855 | Shimadzu Power Boad Assy for TXB |  | 0
D32164541 | sheet panel,tx |  | 0
D3216454101 | Sheet Panel |  | 0
D3216454212 | TYPE LABEL FOR TX2202L |  | 0
D3216454213 | Label/Tyoe name |  | 0
D32164550 | power board assy |  | 0
D3216455041 | power board assy --old code 321-64550-01 |  | 0
D3216455301 | MAINBOARD ASSY FOR TX |  | 0
D3216457711 | case, large pan |  | 0
D3216457731 | Case, large pan |  | 0
D32164587 | PAN FOR TX3202L |  | 0
D32164589 | Pan support, small pan |  | 0
D3217001001 | Board assy display AUW |  | 0
D3217025012 | UNIBLOCK FOR SHIMADZU AUX220 BALANCE |  | 0
D32170597 | Display board for UX1020H |  | 0
D3217104302 | SIDE GLASS AASY,L( WITH KNOB) |  | 0
D32171052 | PAN FOR ATY/ATX |  | 0
D32171075 | power board |  | 0
D32171090 | Display board assy |  | 0
D32171284 | PAN SUPPORTER ASSY FOR ATY/ATX |  | 0
D32171317 | Unit Assy, ATX120 |  | 0
D32171436 | SHIMADZU SENSOR SHAFT FOR MOC63U |  | 0
D3217152002 | SHIMADZU TEMPERATURE CALIBRATION KIT |  | 0
D321715402 | HALOGEN LAMP FOR MOC63U |  | 0
D321-71571-10 | Aluminium sheets (Disposable) 50pcs |  | 0
D321-71572-11 | Sample Pan |  | 0
D32171598 | Pan Support for Shimadzu MOC63U |  | 0
D3217174641 | POWER BOARD ASSY FOR MOC63U |  | 0
D3217217502 | main board assy (220) |  | 0
D3217217503 | SHIMADZU BOARD ASSY, MAIN (320) |  | 0
D3217217504 | SHIMADZU,MAIN BOARD ASSY |  | 0
D3217245842 | IF board Assy AU(old code :321-62454-01) |  | 0
D32173745241 | Shimadzu Power Board Assy for BX32KH |  | 0
D4010 | ZEAL BRINE HYDROMETER | RANGE:0/100% X WEIGHT model : D4010 | 0
D543-262 | MITUTOYO DM INDICATOR |  | 0
DA-40S | DIAPHRAGM KIT FOR DA-40S | BRAND : ULVAC | 0
DAQ-TH-BG-LOGTEMPRH | Blue Gizmo Temp and Humidity |  | 0
DATAMGMSOFTWARE | database management system software |  | 0
DAYLIGHTPLATE | Day Light Plate For Atago Master-T |  | 0
DB 25N-S | Manual Torque Wrench |  | 0
DB1.5N4-S | Tonichi Torque Gauge |  | 0
DB-100N | Tohnichi Torque Wrench Model: DB-100N |  | 0
DB50NS | torque wrench (450DB3-S) |  | 0
DC-182 | DIGI COUNTING SCALE 500G X 0.05G |  | 0
DC200 | VCS200 machine touch screen profile pror |  | 0
DC-200H | ULTRASONIC BATH 10-15L(MODEL:DC-200H) |  | 0
DC3000KEYPAD | DC 3000 Keypad |  | 0
DCM036 | 300A AC Amp + Frequency Model : DCM-036 |  | 0
DCM1300 | USB type camera eyepiece 1.3MP | BRAND: RAX VISION, MODEL: DCM1300 | 0
DCM350 | USB type camera eyepiece 350k |  | 0
DCM5000 | RAXVISION DCM5000, EYEPIECE CAMERA |  | 0
DCME | dig eyepiece |  | 0
DELL PC |  |  | 0
DELLLCD17 | DELL(TM)E178FP 17"Analog LCD Monitor |  | 0
DELLPCWLCD17 | DELL PC c/w 17" LCD monitor |  | 0
DENDISTILLER | Dental Water Distiller |  | 0
DENULTRASONIC | Dental Ultrasonic Cleaner 5L |  | 0
DENULTRASONICME | ULTRASONIC CLEANER, 5 LITRE , | METAL TYPE | 0
DESICATOR210MM | DESICCATOR NON VACCUM 210mm |  | 0
DESICCATOR300MM | non-vacuum desiccator + porcelain plate | 300mm | 0
DESKTOPPCANDPRINTER | Desktop PC and Printer |  | 0
DFK41AU02 | C MOUNT CAMERA 1.3MP(link with DIMASPRO) |  | 0
DFT- FERROUS | DEFELSKO Paint Thickness Gauge |  | 0
DG1030 | DIAL GAUGE STAND BRAND: NOGA | MODEL : DG-1030 | 0
DG4140 | Ono Sokki Digital Gauge Counter |  | 0
DH.MSH.S018 | Variable Resistance Potentiometer |  | 0
DH.MWH03020 | WITEG, MSH-20D DIGITAL HOTPLATE STIRRER |  | 0
DH.WB000106 | WITEG WATER BATH , 6Liter, (WB-6) |  | 0
DH.WB000111 | Digital Precise Water Bath, WB-11 |  | 0
DH.WB000122 | Witeg Digital Precise Water Bath, Model2 |  | 0
DH.WB010206 | DOME LID for 6L Water Bath | BRAND:WITEG, MODEL:BD206 | 0
DH.WB010211 | DOME LID, STAINLESS STEEL, FOR WB-11 (B) |  | 0
DH.WB010222 | Dome Lid,Stainless Steel for WB-22, Mod2 |  | 0
DH.WB020111 | RACK, TEST TUBE, ?7MM HOLES, FOR WB-11) |  | 0
DH.WB020211 | RACK, TEST TUBE |  | 0
DH.WB030122 | Lid wth 6xconcentric ring cover sets |  | 0
DH.WCB00122 | Cirulation water bath, Model: WCB-22 |  | 0
DH.WCR00330 | DIGITAL PRECISE REFRIGERATED | BATH CIRCULATION (MODEL : WCR-P30)30L | 0
DH.WFH13.27 | Witeg Digital Muffle Furnaces | Brand : Witeg Capacity : 27Litre | 0
DH.WFH13.P14 | Progrmmable Furnace,14Litre. FHP-14 |  | 0
DH.WHG02017 | HG-15A Package, with HT1025, CL200, ST1B |  | 0
DH.WHG02019 | DAIHAN' HOMOGENIZER WITH DIGITAL | CONTROLLER BRAND : WITEG MODEL:HG-15D | 0
DH.WHM12013 | Witeg Heating Mantle 500ml, 450 |  | 0
DH.WHM12014 | Aluminum-case stirrer heating | mantles with Controller,1 liter | 0
DH.WHM12015 | Aluminum-case Heating Mantles |  | 0
DH.WHM12030 | ALUMINIUM-CASE STIRRER HEATING MANTLES |  | 0
DH.WHM12031 | ALUMINIUM-CASE STIRRER HEATING MANTLES |  | 0
DH.WHM12032 | ALUMINIUM-CASE STIRRER HEATING MANTLES |  | 0
DH.WHM12033 | ALUMINIUM-CASE STIRRER HEATING MANTLES |  | 0
DH.WHM12034 | ALUMINIUM-CASE STIRRER HEATING MANTLES |  | 0
DH.WHM12295 | Multi Heating Mantle, K-type Thermo sen |  | 0
DH.WHM12391 | Witeg 3 Place Analog Multi Heating Mante |  | 0
DH.WHP03021 | WITEG,DIGITAL PRECISE HOTPLATE |  | 0
DH.WHP03024 | HPLP-C-P, Witeg Hoplate W/O Magnetic Str |  | 0
DH.WIF03050 | WIF-50, Incubators, Forced Convection-tR |  | 0
DH.WMH03021 | MSH-20D Package, with SS200, RD200, CL20 |  | 0
DH.WMH03022 | Digital Hotplate Stirrer, MSH-30D |  | 0
DH.WMH03121 | Witeg Hotplates Stirrers, MSH-30A, | 260X260mm Plate Type,230V,with stir bar | 0
DH.WMS03022 | Digital Hotplate Stirrer, MS-20D |  | 0
DH.WMS03038 | Multipoint Magnetic Stirrer, 8 Points, m |  | 0
DH.WOF05155 | Ovens, Forced Convection-type | Brand : Witeg,Germany Model : WOF-155 | 0
DH.WOS01011 | HS-30E Package with CL200 & ST110 |  | 0
DH.WOS01016 | Witeg High Speed-Type Overhead Stirrer t |  | 0
DH.WRT00010 | Digital Rotator, 5~60 rpm -RT-10 |  | 0
DH.WRT00110 | Disk, 15ml Conical tube x 16ea |  | 0
DH.WRT00120 | Disk for Rotator RT-10, WRT120 |  | 0
DH.WRT00140 | Disc WRT140, for 4 flasks 250 ml |  | 0
DH.WSB02030 | SBD030,Dome Lid, SUS, for WSB-30 |  | 0
DH.WSB02045 | Dome Lid , SUS for WSB-45 |  | 0
DH.WSB03018 | Shaking Water Bath, 100癈, 18 Lit., | with SBR 018 | 0
DH.WSB03030 | Shaking Water Bath, 100癈, 30 Lit., wit0 |  | 0
DH.WSB03045 | WSB-45, Shaking Water Bath |  | 0
DH.WSB51045 | SPARE UNIVERSAL SPRING RACK | BRAND : WITEG | 0
DH.WUC.A02H | WITEG,ANALOG ULTRASONIC CLEANER | 1.8 LIT. WUC-A02H | 0
DH.WUC.A03H | WITEG ANALOG ULTRASONIC CLEANER |  | 0
DH.WUC.A06H | WITEG Ultrasonic Cleaner, 40kHz, 6 Lit. |  | 0
DH.WUC.A22H | WUC-A22H, ULTRASONIC CLEANER WITH DRAIL |  | 0
DH.WUC.B02 | WITEG, STAINLESS STEEL WIRE BASKET,B02 |  | 0
DH.WUC.B06 | Basket,Stainless Steel,for WUC-A06H/D06H |  | 0
DH.WUC.B60 | BASKET WIRE (440X340XH200MM) | BRAND : WITEG CAPACITY : 60LITRE | 0
DH.WUC.D03H | Digital Ultrasonic Cleaner, 40kHz, 3.3l |  | 0
DH.WUC.D06H | Digital Ultrasonic Cleaner-Set, 6L | BRAND:WITEG, MODEL:WUC.DO6H | 0
DH.WUC.D10H | Digital Ultrasonic Cleaner, Ordering in |  | 0
DH.WUC.N60H | ULTRASONIC CLEANER SET | BRAND : WITEG CAPACITY : 60LITRE | 0
DH.WUC.S021 | Main Board (PCB) For WITEG WUC-A06H |  | 0
DH.WUC.S051 | main board PCB |  | 0
DHWHP03020 | DIGITAL HOTPLATE MODEL:DH.WHP03020 | HP-20D-UNIT,180*180mm,to 380deg C | 0
DI28BR | scale indicator |  | 0
DI-28BR INDICATR | DIGI DIGITAL INDICATOR |  | 0
DIABLADE100MM | Diamond blade 100mm x 1mm x 12 |  | 0
DIAMONDBLADE | Diamond blade 100mm x 1mm x 12.7mm |  | 0
DIAMONDTIPTH500 | diamond indenter for rockwell hardness | tester | 0
DIC#A016 | DicksonWare Software |  | 0
DIC#VFC325 | Temperature Data Logger |  | 0
DIETHYL ETHER | DIETHYL ETHER A.R. 2.5L/BOTTLE | BRAND : R & M | 0
DIGCALIPER300MM | "CHINA" Digital Caliper | Size: 300mm | 0
DIGITALCOUNTTIMER | Digital Cound Down/Up Timer |  | 0
DIGITALMEASURINGTAPE | DIGITAL MEASURING TAPE |  | 0
DIGITALPHOTOFRAME | DIGITAL PHOTO FRAME |  | 0
DIMAS4.0CARD | Dimas Version 4.0 v compact series | with card | 0
DIMAS5.0CARD | DIMAS PRO Ver 5.0 with card |  | 0
DIMAS5.0W/OCARD | Dimas version 5.0 standard without card |  | 0
DIMASEXPERTCARD | Dimas Expert with capture card |  | 0
DIMASEXPERTUSB | Dimas Expert USB withot card |  | 0
DIMASPLUSCARD | Dimas Plus with Capture Card (S video) |  | 0
DIMASPLUSFUJI | Dimas Plus with Capture Card (S video) |  | 0
DIMASPRO | D'VIMS Professional Edition Ver 6.0 |  | 0
DIMASPROCARD | Dimas Pro Version 6.0 with Capture card |  | 0
DIMASSTD5.0 | dimas standard ver5.0 with card |  | 0
DIMASSTDSOFWARE | DIMAS STANDARD SOFTWARE |  | 0
DIMMERKNOBLG150 | Dimmer Knob for LG 150 |  | 0
DIMMERSWITCH+PCB | dimmer switch with pcb for KIM3020 |  | 0
DINOAM4023X | Dino Lite Eyepiece Microscope 1.3MP | Model : AM4023X | 0
DINOAM412PL | DINO LITE DIGITAL MICROSCOPE |  | 0
DINORLITE | DIGITAL MICROSCOPE DINO-R-LITE |  | 0
DISPCABLETH320 | DISPLAY CABLE FOT TIME TH320 |  | 0
DISTO210 | Leica Distance Meter |  | 0
DISTO-D210 | LEICA DISTO Laser Distance Meter |  | 0
DL411T | Dino R Lite Microscope 1.3 M USB DL411T |  | 0
DL412P | Dino R Lite Pro Microscope TV USB DL412 |  | 0
DL413T | Dino R Lite Pro Microscope 2.0 M with | MicroTouch USB DL413T | 0
DL413T5 | Dino R Lite Pro Microscope 2.0 M with | MicroTouch USB DL413T5 | 0
DL413TL | Dino R Lite Pro Microscope 2.0 M with | MicroTouch USB LWD 250mm DL413TL | 0
DL423X | Dino R Lite DL423X Eyepiece Microsc |  | 0
DMM1008 | pisco fibre dry model : DMM 100-8 |  | 0
DN10 | Dacell Loadcell |  | 0
DN15W | DACELL DIGITAL INDICATOR DN15W |  | 0
DN4700001 | Pipette Filler, Standard model |  | 0
DN50W | Digital Indicator DN50W |  | 0
DN510N | Electronic processor |  | 0
DONGLESI102 | dongle replacement SI102 |  | 0
DOOR-HOLDER | DOOR HOLDER FOR CONSTANCE OVEN | GCH/FCH SERIES | 0
DOORLOCK | Door lock for Constance Model:FCH9246A |  | 0
DOORSEALFCH9146A | door seal (rubber) for oven FCH9146A |  | 0
DOORSEALRUBBER | Door Seal Rubber for Constance Vacuum |  | 0
DPHW200 | dickson elec. personal health weiger | model : DPHW-200 | 0
DRAININGRACK | Draining Rack Polythene Coated Steel | 55 positions Size 650(h)x360(w) | 0
DRIVERCARDSI102 | CAPTURE CARD AND DRIVER FOR SI102 |  | 0
DRODC3000 | DRO DC3000 |  | 0
DROPPINGBOTTLE | Indicator Bottle, Glass |  | 0
DRY100 | DRY CABINET DRY-100 |  | 0
DRY100T | DRY 100T | DRY CABINET | 0
DRY102 | DRY CABINET 102 |  | 0
DRY1080 | Electronic Dry Cabinet, 1080L | Brand: DRY, Model: DRY1080 | 0
DRY120LS | DRY 120LS | DRY CABINET | 0
DRY120SHELF | SHELF FOR DRY120 |  | 0
DRY132 | Dry Cabinet , Model:DRY132 |  | 0
DRY1360SS | DRY1360SS ELECTRONIC DRY CABINET(WEIFO) |  | 0
DRY1360US | Electronics Dry Cabinet |  | 0
DRY1460 | dry cabinet, model : DRY1460 |  | 0
DRY155 | Dry Cabinet Dry 155 |  | 0
DRY-190L | DRY CABINET, 190L |  | 0
DRY190L | DRY 190L | DRY CABINET | 0
DRY205 | DRY-205 |  | 0
DRY205DISPLAYPCB | display pcb for dry 205 |  | 0
DRY205POWERPCB | power pcb for dry 205 |  | 0
DRY205TRANS | DRY-205 TRANSFORMETER |  | 0
DRY300DISPCB | DISPLAY PCB FOR DRY 300 |  | 0
DRY300KEYPAD | KEYPAD for Dry 300 |  | 0
DRY302 | Dry Cabinet , Model:DRY302 |  | 0
DRY38 | dry cabinet |  | 0
DRY460 | Dry Cabinet | Brand : Constance Model : DRY460 | 0
DRY460SSDISPPCB | Display Board for DRY460SS |  | 0
DRY460SSHSFAN | Heatsink fan FOR DRY460SS |  | 0
DRY48 | DRY CABINET DRY48 |  | 0
DRY550 | DRY CABINET 550L |  | 0
DRY60 | Dry Cabinet, Weifo |  | 0
DRY68 | dry cabinet , capacity -62l |  | 0
DRY700 | Electronic Dry Cabinet Cabinet |  | 0
DRY70DOOR | DOOR FOR DRY70 |  | 0
DRY70POWERPCB | POWER PCB FOR DRY 70 |  | 0
DRY70SS | DRY 70SS | DRY CABINET | 0
DRY88 | dry cabinet |  | 0
DRYCOLOR | COLOR COMPARISON CABINET |  | 0
DS2-1000N | Imada Digital Force Gauge, 1000N | (100kgf) x 1N (0.1kgf) | 0
DS2-200N | Imada Digital Push Pull Gage c/w Cable |  | 0
DS2-50N | Imada Digital Push Pull Gage Model: DS2N |  | 0
DSN-200N | Imada Digital Push Pull Gage Model: DS2N |  | 0
DT105A | SHIMPO Contact Tachometer |  | 0
DT107AS12 | Shimpo Tachometer Model: DT-107A-S12 |  | 0
DT205L | Shimpo Digital Tachometer Model: DT205L |  | 0
DT205LR | SHIMPO HANDHELD TACHOMETER |  | 0
DT207LR | SHIMPO TACHOMETER |  | 0
DT2236 | Taiwan digital phot/contact Tachomater | Model: dt-2236 | 0
DT2236B | SAMPO TACHOMETER |  | 0
DT2259 | Lutron Tachometer & Stroboscope |  | 0
DT-300G | Teclock DTN-300G Tension Gauge |  | 0
DT311N | Shimpo Stroboscope Model: DT-311N |  | 0
DT311NXENONLAMP | SHIMPO XENON LAMP FOR DT-311N |  | 0
DT315N | Shimpo Tachometer D And Stroboscope |  | 0
DT501XA | SHIMPO Panel Tachometer |  | 0
DT5TG0 | Panel Mount Tachometer Model: DT-5TG-0 |  | 0
DT5TSA | Cooling Meter Model: DT-5TSA |  | 0
DT5TXAR-RMTR-FVC | SHIMPO SPEEDOMETER |  | 0
DTB-500 | Brinnel Hardness Tester |  | 0
DTMB20B | Shimpo Digital Tension Meter DTMB-20B |  | 0
DTMB5B | Shimpo Digital Tension Gage | DTMB-5B(Flat Roller Type) | 0
DTMX10C | SHIMPO HANDHELD DIGITAL TENSIONMETER |  | 0
DTMX20C | SHIMPO TENSION METER, DIGITAL |  | 0
DTR200N | Model:DTR 200N Instruments Rockwell DTR | Series Analog Tester For Regular | 0
DU302-15LQ | INTEGRATED CLEANER 15L | TANK SIZE : 400X250X150H mm | 0
DV1MLV | Brookdfield Prime Dig.Reading Viscometer |  | 0
DW-40W255 | -40 Degree C Chest Freezers |  | 0
DYMOADAPTOR | ADAPTOR |  | 0
DYMOLABEL | LABEL MANAGER (MODEL:210D) |  | 0
DYMO-TAPE | D1 STANDARD TAPES (SIZE:9MM(W) X 7M(L) |  | 0
DYMOTAPE | D1 STANDARD TAPES (SIZE:12MM(W) X 7M(L) |  | 0
DYNABLUEFILTER | Dynavision Blue filter |  | 0
DYNAVISION | STREREO OPTICAL INSPECTION | SYSTEM -DYNAVISION | 0
DYNAVISIONBOX | EMPTY BOX FOR DYNAVISION |  | 0
DYNAVISIONLEN10X | LENS 10X for DYNAVISION |  | 0
DYNAVISIONLEN2X | LENS 2X for DYNAVISION |  | 0
DYNAVISIONLEN4X | LENS 4X for DYNAVISION |  | 0
DYNAVISIONLEN6X | LENS 6X for DYNAVISION |  | 0
DYNAVISIONLEN8X | LENS 8X for DYNAVISION |  | 0
DYNECUPGLASS | Glass Washable Dynaecup |  | 0
DYNECUPSETS | Dynecup, set of 200 pcs |  | 0
DYNEPROBESETS | Set of DyneProbes, 8 pcs |  | 0
E/DISPLAY | SHIMADZU External display |  | 0
E001 | Brand : Hettich, Cat no. :E001 | Washer 15x6,4x1 PE nat | 0
E002 | Brand : Hettich, Cat no. :E002 | Spacing bolt | 0
E003 | Brand : Hettich, Cat no. :E003 | Unlocking pin | 0
E003-01 | Brand : Hettich, Cat no. :E003-0 | Unlocking pin | 0
E005 | Brand : Hettich, Cat no. :E005 | Metal sheet nut M6 | 0
E006 | Brand : Hettich, Cat no. :E006 | Holder for manual | 0
E008 | Brand : Hettich, Cat no. :E008 | Finely-fluted matting | 0
E023 | Brand : Hettich, Cat no. :E023 | Washer 28x15x2,5 PA nat | 0
E024 | Brand : Hettich, Cat no. :E024 | Hinge support left side | 0
E025 | Brand : Hettich, Cat no. :E025 | Hinge support right side | 0
E074 | Brand : Hettich, Cat no. :E074 | Centrifuging chamber | 0
E100 | Brand : Hettich, Cat no. :E100 | Relay 26VDC/380V 16A | 0
E1000 | Brand : Hettich, Cat no. :E1000 | Control panel 230/240V 50/60Hz | 0
E1001 | Brand : Hettich, Cat no. :E1001 | Control panel 230/240V 50/60Hz | 0
E1002 | Brand : Hettich, Cat no. :E1002 | PCB operating controller | 0
E1003 | Brand : Hettich, Cat no. :E1003 | Operating controller 230V | 0
E1005 | Brand : Hettich, Cat no. :E1005 | Power switch ON/OFF, 2-pole | 0
E1006 | Brand : Hettich, Cat no. :E1006 | Power switch ON/OFF, 2-pole, 12A | 0
E1007 | Brand : Hettich, Cat no. :E1007 | Power switch ON/OFF, 2-pole,10A | 0
E1008 | Brand : Hettich, Cat no. :E1008 | Power switch ON/OFF, 2-pole, 8A | 0
E1009 | Brand : Hettich, Cat no. :E1009 | Power switch ON/OFF, 2-pole, 7A | 0
E1012 | Brand : Hettich, Cat no. :E1012 | Switch 10(4) A250V | 0
E1013 | Brand : Hettich, Cat no. :E1013 | Connector plug 16A 250V UL20A | 0
E1014 | Brand : Hettich, Cat no. :E1014 | Resistance Br 590W, 90Ohm | 0
E1015 | Brand : Hettich, Cat no. :E1015 | Motor RTD 1004 T | 0
E1016 | Brand : Hettich, Cat no. :E1016 | Compressor 220V-240V/50Hz | 0
E1017 | Brand : Hettich, Cat no. :E1017 | Starting relay 117-7424 | 0
E1018 | Brand : Hettich, Cat no. :E1018 | Ventilator motor 230V50/60Hz25W | 0
E1019 | Brand : Hettich, Cat no. :E1019 | Ventilator 230VAC/50-60Hz 12W | 0
E1021 | Brand : Hettich, Cat no. :E1021 | Resistance DrZe 150/10% 45W | 0
E1022 | Brand : Hettich, Cat no. :E1022 | Control panel 230V 50/60Hz | 0
E1023 | Brand : Hettich, Cat no. :E1023 | Control panel cpl. | 0
E1024 | Brand : Hettich, Cat no. :E1024 | Control lead (390 mm) 16 pole | 0
E1025 | Brand : Hettich, Cat no. :E1025 | Control lead 16/ 10 pole | 0
E1026 | Brand : Hettich, Cat no. :E1026 | Cover foil | 0
E1027 | Brand : Hettich, Cat no. :E1027 | Motor cover | 0
E1028 | Brand : Hettich, Cat no. :E1028 | Motor cover with isolation | 0
E1029 | Brand : Hettich, Cat no. :E1029 | Cover | 0
E1030 | Brand : Hettich, Cat no. :E1030 | Switchboard cpl. | 0
E1031 | Brand : Hettich, Cat no. :E1031 | Front wall cpl. | 0
E1033 | Brand : Hettich, Cat no. :E1033 | Back wall, varnished | 0
E1034 | Brand : Hettich, Cat no. :E1034 | Back wall, varnished | 0
E1036 | Brand : Hettich, Cat no. :E1036 | Control panel complete (S) | 0
E1037 | Brand : Hettich, Cat no. :E1037 | Front panel, varnished, | 0
E1038 | Brand : Hettich, Cat no. :E1038 | Front panel, varnished, | 0
E1039 | Brand : Hettich, Cat no. :E1039 | Front panel, varnished, | 0
E1040 | Brand : Hettich, Cat no. :E1040 | Front panel, varnished, | 0
E1041 | Brand : Hettich, Cat no. :E1041 | Front panel, varnished, | 0
E1043 | Brand : Hettich, Cat no. :E1043 | Back wall, lower part, | 0
E1044 | Brand : Hettich, Cat no. :E1044 | Front panel, varnished | 0
E1045 | Brand : Hettich, Cat no. :E1045 | Front panel, varnished, | 0
E1046 | Brand : Hettich, Cat no. :E1046 | Front panel, varnished, | 0
E1047 | Brand : Hettich, Cat no. :E1047 | Front panel, varnished, | 0
E1048 | Brand : Hettich, Cat no. :E1048 | Front panel, varnished, | 0
E1050 | Brand : Hettich, Cat no. :E1050 | Front panel, lower part, | 0
E1051 | Brand : Hettich, Cat no. :E1051 | Starting capacitor | 0
E1052 | Brand : Hettich, Cat no. :E1052 | Operating capacitor | 0
E1053 | Brand : Hettich, Cat no. :E1053 | Lining plate cpl. | 0
E1054 | Brand : Hettich, Cat no. :E1054 | Back wall, varnished | 0
E1055 | Brand : Hettich, Cat no. :E1055 | Back wall, varnished | 0
E1056 | Brand : Hettich, Cat no. :E1056 | Back wall, upper part, | 0
E1057 | Brand : Hettich, Cat no. :E1057 | Lining plate cpl. | 0
E1059 | Brand : Hettich, Cat no. :E1059 | Front panel, varnished, | 0
E1064 | Brand : Hettich, Cat no. :E1064 | Tacho cpl. for motor EM87-30 | 0
E1068 | Brand : Hettich, Cat no. :E1068 | Bucket, 1,5ml/2,2ml | 0
E1069 | Brand : Hettich, Cat no. :E1069 | Lining plate | 0
E1080 | Brand : Hettich, Cat no. :E1080 | Front panel | 0
E1081 | Brand : Hettich, Cat no. :E1081 | Front panel | 0
E1082 | Brand : Hettich, Cat no. :E1082 | Front panel | 0
E1083 | Brand : Hettich, Cat no. :E1083 | Front panel | 0
E1087 | Brand : Hettich, Cat no. :E1087 | Housing, varnished | 0
E1088 | Brand : Hettich, Cat no. :E1088 | Front panel, varnished, with | 0
E1089 | Brand : Hettich, Cat no. :E1089 | Back wall, varnished | 0
E1090 | Brand : Hettich, Cat no. :E1090 | Starting relay for AEZ 4430Y | 0
E1091 | Brand : Hettich, Cat no. :E1091 | Thermal overload switch | 0
E1092 | Brand : Hettich, Cat no. :E1092 | Starting capacitor | 0
E1093 | Brand : Hettich, Cat no. :E1093 | Front panel with screen print | 0
E1096 | Brand : Hettich, Cat no. :E1096 | Motor complete EM 70-25 230V | 0
E1097 | Brand : Hettich, Cat no. :E1097 | Control panel cpl. 230V | 0
E1098 | Brand : Hettich, Cat no. :E1098 | Control panel cpl. 230V | 0
E110 | Brand : Hettich, Cat no. :E110 | Shim ring 14x1 DIN 471 | 0
E1100 | Brand : Hettich, Cat no. :E1100 | Control panel 230V complete, | 0
E1102 | Brand : Hettich, Cat no. :E1102 | Control panel 230V complete, | 0
E1104 | Brand : Hettich, Cat no. :E1104 | Control panel 230V 50/60Hz | 0
E1106 | Brand : Hettich, Cat no. :E1106 | Control panel cpl. 230V | 0
E1112 | Brand : Hettich, Cat no. :E1112 | Lining plate | 0
E1114 | Brand : Hettich, Cat no. :E1114 | Lid cpl. with screen print | 0
E1117 | Brand : Hettich, Cat no. :E1117 | Einmaulschl乻sel nach DIN 894 | 0
E1119 | Brand : Hettich, Cat no. :E1119 | Double-head wrench DIN 3110 | 0
E1120 | Brand : Hettich, Cat no. :E1120 | Electronics - positioning and | 0
E1121 | Brand : Hettich, Cat no. :E1121 | Motor | 0
E1122A | Brand : Hettich, Cat no. :E1122A | Static frequency converter | 0
E1123 | Brand : Hettich, Cat no. :E1123 | Circuit board cpl. for | 0
E1124 | Brand : Hettich, Cat no. :E1124 | Radio supression filter | 0
E1125 | Brand : Hettich, Cat no. :E1125 | Compressor 400V/50Hz/3Ph | 0
E1126 | Brand : Hettich, Cat no. :E1126 | Spiral spring pin ISO 8750-2,5x24-A2 | 0
E1127 | Brand : Hettich, Cat no. :E1127 | Contactor 230VAC50/60Hz 32A 4s | 0
E1129 | Brand : Hettich, Cat no. :E1129 | RC-section CRC3 280V 50/60Hz | 0
E1130 | Brand : Hettich, Cat no. :E1130 | Motor cover cpl. | 0
E1131 | Brand : Hettich, Cat no. :E1131 | Bolt | 0
E1132 | Brand : Hettich, Cat no. :E1132 | Washer DIN 471, 8x0.8 | 0
E1133 | Brand : Hettich, Cat no. :E1133 | Cover | 0
E1135 | Brand : Hettich, Cat no. :E1135 | Front panel ROTO SILENTA RS | 0
E1137 | Brand : Hettich, Cat no. :E1137 | Back wall | 0
E1139 | Brand : Hettich, Cat no. :E1139 | Rubber cuff | 0
E1140 | Brand : Hettich, Cat no. :E1140 | Electronics - positioning | 0
E1141 | Brand : Hettich, Cat no. :E1141 | Lid with screen print | 0
E1142 | Brand : Hettich, Cat no. :E1142 | E-Prom EBA 12 -2.01B | 0
E1144 | Brand : Hettich, Cat no. :E1144 | E-Prom EBA 12R -2.01B | 0
E1149 | Brand : Hettich, Cat no. :E1149 | Control lead 1000/straight | 0
E1150 | Brand : Hettich, Cat no. :E1150 | Control lead 2000/straight | 0
E1159 | Brand : Hettich, Cat no. :E1159 | E-Prom for 206.64.92.00 | 0
E1160 | Brand : Hettich, Cat no. :E1160 | Cover for control panel | 0
E1166 | Brand : Hettich, Cat no. :E1166 | Lower part for EBA 8S | 0
E1167 | Brand : Hettich, Cat no. :E1167 | Lower part for MIKRO 12-24 | 0
E1168 | Brand : Hettich, Cat no. :E1168 | Switchboard EBA 8S | 0
E1169 | Brand : Hettich, Cat no. :E1169 | Switchboard HAEMATOKRIT 24 | 0
E1170 | Brand : Hettich, Cat no. :E1170 | Switchboard MIKRO 12-24 | 0
E1171 | Brand : Hettich, Cat no. :E1171 | Upper part for EBA8 | 0
E1172 | Brand : Hettich, Cat no. :E1172 | Upper part for HAEMATOKRIT 24 | 0
E1173 | Brand : Hettich, Cat no. :E1173 | Upper part for MIKRO 12-24 | 0
E1177 | Brand : Hettich, Cat no. :E1177 | Compressor 220V-240V/50Hz | 0
E1180 | Brand : Hettich, Cat no. :E1180 | Electronics - interface RS232 | 0
E1181 | Brand : Hettich, Cat no. :E1181 | Transformer plate, small, | 0
E1182 | Brand : Hettich, Cat no. :E1182 | Temperature sensor | 0
E1183 | Brand : Hettich, Cat no. :E1183 | Static frequency converter | 0
E1184 | Brand : Hettich, Cat no. :E1184 | Static frequency converter | 0
E1186 | Brand : Hettich, Cat no. :E1186 | Auxiliary contact | 0
E1187 | Brand : Hettich, Cat no. :E1187 | Relay Kl 230VAC/DC 4kV 1u | 0
E1189 | Brand : Hettich, Cat no. :E1189 | E-Prom ROTINA 48R -1.03 | 0
E1192 | Brand : Hettich, Cat no. :E1192 | E-Prom EBA 12 -2.04 | 0
E1193 | Brand : Hettich, Cat no. :E1193 | E-Prom ROTANTA 96R -1.04 | 0
E1194 | Brand : Hettich, Cat no. :E1194 | Cap nut | 0
E1195 | Brand : Hettich, Cat no. :E1195 | Electronics, lid-hatch | 0
E1203 | Brand : Hettich, Cat no. :E1203 | Optical Data Box 230V | 0
E1206 | Brand : Hettich, Cat no. :E1206 | Lid | 0
E1207 | Brand : Hettich, Cat no. :E1207 | Lid lining | 0
E1210 | Brand : Hettich, Cat no. :E1210 | Lid cpl. | 0
E1219 | Brand : Hettich, Cat no. :E1219 | Finely-fluted matting | 0
E1220 | Brand : Hettich, Cat no. :E1220 | Frequency motor 230V 50/60Hz | 0
E1222 | Brand : Hettich, Cat no. :E1222 | Motor housing | 0
E1223 | Brand : Hettich, Cat no. :E1223 | Motor housing | 0
E1224 | Brand : Hettich, Cat no. :E1224 | Control lead 300/16 pole | 0
E1225 | Brand : Hettich, Cat no. :E1225 | Control lead 250/16 and 263/10 | 0
E1226 | Brand : Hettich, Cat no. :E1226 | Control lead 360/10 pole | 0
E1227 | Brand : Hettich, Cat no. :E1227 | Control lead 170/10 pole | 0
E1228 | Brand : Hettich, Cat no. :E1228 | Cover foil | 0
E1229 | Brand : Hettich, Cat no. :E1229 | Push rod | 0
E1230 | Brand : Hettich, Cat no. :E1230 | Lock cpl. 230V 50/60Hz | 0
E1231 | Brand : Hettich, Cat no. :E1231 | Cardan joint | 0
E1232 | Brand : Hettich, Cat no. :E1232 | Connecting rod | 0
E1233 | Brand : Hettich, Cat no. :E1233 | Socket D14xd8x8 | 0
E1234 | Brand : Hettich, Cat no. :E1234 | Inner lid lining | 0
E1235 | Brand : Hettich, Cat no. :E1235 | Inner lid lining | 0
E1237 | Brand : Hettich, Cat no. :E1237 | Compressor 220V-240V/50Hz | 0
E1238 | Brand : Hettich, Cat no. :E1238 | Starting relaiy 230V 50Hz | 0
E1240 | Brand : Hettich, Cat no. :E1240 | Ventilator housing | 0
E1241 | Brand : Hettich, Cat no. :E1241 | Braking resistor cpl. | 0
E1242 | Brand : Hettich, Cat no. :E1242 | Sealing ring | 0
E1243 | Brand : Hettich, Cat no. :E1243 | Hinge | 0
E1245 | Brand : Hettich, Cat no. :E1245 | Adjustment resistor | 0
E1248 | Brand : Hettich, Cat no. :E1248 | Dummy plug | 0
E1250 | Brand : Hettich, Cat no. :E1250 | E-Prom EBA 12R -2.04 | 0
E1251 | Brand : Hettich, Cat no. :E1251 | E-Prom MIKRO 24-48 -1.03 | 0
E1252 | Brand : Hettich, Cat no. :E1252 | E-Prom MIKRO 24-48R -1.03 | 0
E1253 | Brand : Hettich, Cat no. :E1253 | E-Prom UNIVERSAL 16 -2.01B | 0
E1254 | Brand : Hettich, Cat no. :E1254 | E-Prom UNIVERSAL 16 -3.03 | 0
E1255 | Brand : Hettich, Cat no. :E1255 | E-Prom UNIVERSAL 16R -2.01B | 0
E1256 | Brand : Hettich, Cat no. :E1256 | E-Prom UNIVERSAL 16R -3.03 | 0
E1257 | Brand : Hettich, Cat no. :E1257 | E-Prom Rotina 48 -1.03 | 0
E1259 | Brand : Hettich, Cat no. :E1259 | E-Prom Rotanta 96 -1.04 | 0
E1261 | Brand : Hettich, Cat no. :E1261 | E-Prom ROTIXA 120 -1.01 | 0
E1262 | Brand : Hettich, Cat no. :E1262 | E-Prom ROTIXA 120R -1.01 | 0
E1265 | Brand : Hettich, Cat no. :E1265 | Frequency motor 230V | 0
E1266 | Brand : Hettich, Cat no. :E1266 | Linear drive 24V DC | 0
E1267 | Brand : Hettich, Cat no. :E1267 | Motor(Linearantrieb 24VDC)kpl. | 0
E1268 | Brand : Hettich, Cat no. :E1268 | Brake, electro-magnetic | 0
E1269 | Brand : Hettich, Cat no. :E1269 | Incremental encoder with cpl. | 0
E1278 | Brand : Hettich, Cat no. :E1278 | E-Prom Positionier-Luke V4.100 | 0
E1279 | Brand : Hettich, Cat no. :E1279 | E-Prom Position. lid, cpl. V3.005 | 0
E1280 | Brand : Hettich, Cat no. :E1280 | Drive cpl. | 0
E1287 | Brand : Hettich, Cat no. :E1287 | Soft-start unit | 0
E1290 | Brand : Hettich, Cat no. :E1290 | Motor 230V | 0
E1293 | Brand : Hettich, Cat no. :E1293 | Switchboard | 0
E1295 | Brand : Hettich, Cat no. :E1295 | Electronics - refrigeration | 0
E1299 | Brand : Hettich, Cat no. :E1299 | Lid lining MIKRO 24-48 | 0
E1304 | Brand : Hettich, Cat no. :E1304 | Output section 230V | 0
E1305 | Brand : Hettich, Cat no. :E1305 | Operating controller 230V | 0
E1308 | Brand : Hettich, Cat no. :E1308 | Motor housing | 0
E1309 | Brand : Hettich, Cat no. :E1309 | Control panel cpl. 230V 50/60H | 0
E1310 | Brand : Hettich, Cat no. :E1310 | Control panel 230V 50/60Hz | 0
E1311 | Brand : Hettich, Cat no. :E1311 | Control lead 230/16 pole | 0
E1313 | Brand : Hettich, Cat no. :E1313 | Braking resistor cpl. | 0
E1314 | Brand : Hettich, Cat no. :E1314 | Lock, 1 switch, with stroke | 0
E1315 | Brand : Hettich, Cat no. :E1315 | Adjusting knob complete | 0
E1316 | Brand : Hettich, Cat no. :E1316 | Hinge | 0
E1317 | Brand : Hettich, Cat no. :E1317 | Bolt for hinge | 0
E1318 | Brand : Hettich, Cat no. :E1318 | Washer | 0
E1319 | Brand : Hettich, Cat no. :E1319 | Lining plate complete | 0
E1320 | Brand : Hettich, Cat no. :E1320 | Lining plate | 0
E1321 | Brand : Hettich, Cat no. :E1321 | Front panel with inscription | 0
E1322 | Brand : Hettich, Cat no. :E1322 | Front panel | 0
E1323 | Brand : Hettich, Cat no. :E1323 | Sight-glass with adhesive ring | 0
E1324 | Brand : Hettich, Cat no. :E1324 | Control lead 280/10 pole | 0
E1325 | Brand : Hettich, Cat no. :E1325 | Frequency motor 200V | 0
E1327 | Brand : Hettich, Cat no. :E1327 | Control lead 250/10 pole | 0
E1328 | Brand : Hettich, Cat no. :E1328 | Braking resistor cpl. | 0
E1332 | Brand : Hettich, Cat no. :E1332 | Control lead 140/16 pole | 0
E1333 | Brand : Hettich, Cat no. :E1333 | Control lead 120/10 pole | 0
E1334 | Brand : Hettich, Cat no. :E1334 | Lid complete | 0
E1335 | Brand : Hettich, Cat no. :E1335 | Lid complete | 0
E1336 | Brand : Hettich, Cat no. :E1336 | Lining plate complete | 0
E1337 | Brand : Hettich, Cat no. :E1337 | Inner part for lid | 0
E1338 | Brand : Hettich, Cat no. :E1338 | Pulley block | 0
E1339 | Brand : Hettich, Cat no. :E1339 | Hinge bearing | 0
E1340 | Brand : Hettich, Cat no. :E1340 | Sleeve | 0
E1341 | Brand : Hettich, Cat no. :E1341 | Spring, right | 0
E1342 | Brand : Hettich, Cat no. :E1342 | Spring, left | 0
E1343 | Brand : Hettich, Cat no. :E1343 | Sealing ring | 0
E1344 | Brand : Hettich, Cat no. :E1344 | Motor cover | 0
E1346 | Brand : Hettich, Cat no. :E1346 | Temperature sensor (chamber) 60鳦 | 0
E1347 | Brand : Hettich, Cat no. :E1347 | Screw, DIN 912-A | 0
E1348 | Brand : Hettich, Cat no. :E1348 | Compressor 220-240V/50Hz | 0
E1349 | Brand : Hettich, Cat no. :E1349 | Modification kit for | 0
E1350 | Brand : Hettich, Cat no. :E1350 | Control panel, reconditioned | 0
E1351 | Brand : Hettich, Cat no. :E1351 | Control panel, reconditioned | 0
E1353 | Brand : Hettich, Cat no. :E1353 | Control panel, reconditioned | 0
E1354 | Brand : Hettich, Cat no. :E1354 | Control panel, reconditioned | 0
E1356 | Brand : Hettich, Cat no. :E1356 | Output section, reconditioned | 0
E1359 | Brand : Hettich, Cat no. :E1359 | Static frequency converter 230V, | 0
E1360 | Brand : Hettich, Cat no. :E1360 | Static frequency converter 230V, | 0
E1363 | Brand : Hettich, Cat no. :E1363 | Static frequency converter 230V, | 0
E1364 | Brand : Hettich, Cat no. :E1364 | Circuit board, supply, reconditioned, | 0
E1366 | Brand : Hettich, Cat no. :E1366 | Circuit board, supply, reconditioned, | 0
E1367 | Brand : Hettich, Cat no. :E1367 | Circuit board, supply, reconditioned, | 0
E1368 | Brand : Hettich, Cat no. :E1368 | Circuit board, supply, reconditioned, | 0
E137 | Brand : Hettich, Cat no. :E137 | Socket (size 1) d=1,75 | 0
E1370 | Brand : Hettich, Cat no. :E1370 | Circuit board, refrigeration, | 0
E1372 | Brand : Hettich, Cat no. :E1372 | Ciruit board, refrigeration, | 0
E1378 | Brand : Hettich, Cat no. :E1378 | Top side panel | 0
E1379 | Brand : Hettich, Cat no. :E1379 | Bottom side panel, varnished | 0
E1380 | Brand : Hettich, Cat no. :E1380 | Ventilator grill | 0
E1381 | Brand : Hettich, Cat no. :E1381 | Connecting screw M6x40,4 | 0
E1387 | Brand : Hettich, Cat no. :E1387 | Lid complete | 0
E1388 | Brand : Hettich, Cat no. :E1388 | Lid, mounted | 0
E1389 | Brand : Hettich, Cat no. :E1389 | Back wall, varnished | 0
E1390 | Brand : Hettich, Cat no. :E1390 | Back wall, varnished | 0
E1391 | Brand : Hettich, Cat no. :E1391 | Upper part, varnished | 0
E1392 | Brand : Hettich, Cat no. :E1392 | Upper part, varnished | 0
E1393 | Brand : Hettich, Cat no. :E1393 | Temperature sensor | 0
E1394 | Brand : Hettich, Cat no. :E1394 | Air housing, cpl. | 0
E1395 | Brand : Hettich, Cat no. :E1395 | Motor housing | 0
E1397 | Brand : Hettich, Cat no. :E1397 | Front panel | 0
E1398 | Brand : Hettich, Cat no. :E1398 | Back wall, varnished | 0
E1399 | Brand : Hettich, Cat no. :E1399 | Push rod | 0
E1400 | Brand : Hettich, Cat no. :E1400 | Buffer tray (pack of 24 pcs.) | 0
E1402 | Brand : Hettich, Cat no. :E1402 | Noise dampening mat | 0
E1403 | Brand : Hettich, Cat no. :E1403 | Noise dampening | 0
E1409 | Brand : Hettich, Cat no. :E1409 | E-Prom AHT 35 -1.00 | 0
E1410 | Brand : Hettich, Cat no. :E1410 | E-Prom AHT 35R -1.00 | 0
E1413 | Brand : Hettich, Cat no. :E1413 | E-Prom ROTINA 35 -1.02 | 0
E1414 | Brand : Hettich, Cat no. :E1414 | E-Prom ROTINA 35R -1.02 | 0
E1422 | Brand : Hettich, Cat no. :E1422 | LED for control panel | 0
E1426 | Brand : Hettich, Cat no. :E1426 | Lid complete | 0
E1427 | Brand : Hettich, Cat no. :E1427 | Control panel complete (S) | 0
E1428 | Brand : Hettich, Cat no. :E1428 | Contactor | 0
E1429 | Brand : Hettich, Cat no. :E1429 | Rotary lock | 0
E1429-1 | Brand : Hettich, Cat no. :E1429- | Key for rotary lock | 0
E1430 | Brand : Hettich, Cat no. :E1430 | Hinge, left | 0
E1431 | Brand : Hettich, Cat no. :E1431 | Hinge, right side | 0
E1432 | Brand : Hettich, Cat no. :E1432 | Cover hinge | 0
E1433 | Brand : Hettich, Cat no. :E1433 | Cover with sight-glass | 0
E1434 | Brand : Hettich, Cat no. :E1434 | Inner part for cover | 0
E1435 | Brand : Hettich, Cat no. :E1435 | Inner part for cover with | 0
E1436 | Brand : Hettich, Cat no. :E1436 | Front panel ROTIXA 50S | 0
E1437 | Brand : Hettich, Cat no. :E1437 | Front panel ROTIXA 50RS | 0
E1438 | Brand : Hettich, Cat no. :E1438 | Back wall cpl. | 0
E1439 | Brand : Hettich, Cat no. :E1439 | Top side panel | 0
E1440 | Brand : Hettich, Cat no. :E1440 | Bottom side panel, varnished | 0
E1441 | Brand : Hettich, Cat no. :E1441 | Ventilator grill | 0
E1442 | Brand : Hettich, Cat no. :E1442 | Front wall cpl. | 0
E1443 | Brand : Hettich, Cat no. :E1443 | Compressor 220V-240V/50Hz | 0
E1444 | Brand : Hettich, Cat no. :E1444 | Starting relay | 0
E1445 | Brand : Hettich, Cat no. :E1445 | Starting capacitor 80uF, 260V | 0
E1446 | Brand : Hettich, Cat no. :E1446 | Adjusting knob | 0
E1447 | Brand : Hettich, Cat no. :E1447 | Motor cover | 0
E1448 | Brand : Hettich, Cat no. :E1448 | Sealing between motor and centrifuging | 0
E1449 | Brand : Hettich, Cat no. :E1449 | Static frequency converter for | 0
E1450 | Brand : Hettich, Cat no. :E1450 | Sealing ring | 0
E1452 | Brand : Hettich, Cat no. :E1452 | Push rod | 0
E1454 | Brand : Hettich, Cat no. :E1454 | Motor cover | 0
E1458 | Brand : Hettich, Cat no. :E1458 | Control lead 16 pole | 0
E1459 | Brand : Hettich, Cat no. :E1459 | Control lead 26 pole | 0
E1460 | Brand : Hettich, Cat no. :E1460 | Lid with inscription | 0
E1461 | Brand : Hettich, Cat no. :E1461 | Braking resistor cpl. | 0
E1462 | Brand : Hettich, Cat no. :E1462 | E-Prom for 206.72.92.00 V5.560 | 0
E1464 | Brand : Hettich, Cat no. :E1464 | Cable (light conductor) | 0
E1466 | Brand : Hettich, Cat no. :E1466 | Handle for lid | 0
E1474 | Brand : Hettich, Cat no. :E1474 | Temperature sensor (lid) | 0
E1475-1 | Brand : Hettich, Cat no. :E1475- | Front panel | 0
E1476 | Brand : Hettich, Cat no. :E1476 | Lock with stroke magnet and | 0
E1477 | Brand : Hettich, Cat no. :E1477 | Lock | 0
E1478 | Brand : Hettich, Cat no. :E1478 | Lock with stroke magnet and | 0
E1479 | Brand : Hettich, Cat no. :E1479 | Lid cpl. with inner part cpl, | 0
E148 | Brand : Hettich, Cat no. :E148 | Hinge prop (left) complete | 0
E1480 | Brand : Hettich, Cat no. :E1480 | Inner part cpl. for lid | 0
E1481 | Brand : Hettich, Cat no. :E1481 | Handle | 0
E1482 | Brand : Hettich, Cat no. :E1482 | Hinges with mounting parts, | 0
E1483 | Brand : Hettich, Cat no. :E1483 | Lid cpl. with inner part cpl, | 0
E1484 | Brand : Hettich, Cat no. :E1484 | Inner part cpl. for lid | 0
E1488 | Brand : Hettich, Cat no. :E1488 | Temperature sensor (lid) | 0
E1489 | Brand : Hettich, Cat no. :E1489 | Lid sealing | 0
E149 | Brand : Hettich, Cat no. :E149 | Hinge prop (right) complete | 0
E1490 | Brand : Hettich, Cat no. :E1490 | Radio suppressionfilter 250V 3,4A | 0
E1491 | Brand : Hettich, Cat no. :E1491 | Control panel complete (S) | 0
E1492 | Brand : Hettich, Cat no. :E1492 | Control panel complete (S) without | 0
E1493 | Brand : Hettich, Cat no. :E1493 | Control panel complete (S) | 0
E1494 | Brand : Hettich, Cat no. :E1494 | Control panel complete (S) | 0
E150 | Brand : Hettich, Cat no. :E150 | Lid, varnished | 0
E1502 | Brand : Hettich, Cat no. :E1502 | Control panel 230V 50/60Hz | 0
E1503 | Brand : Hettich, Cat no. :E1503 | E-Prom EBA 22 -3.01 | 0
E1504 | Brand : Hettich, Cat no. :E1504 | Lid complete | 0
E1505 | Brand : Hettich, Cat no. :E1505 | Inner part cpl. for lid | 0
E1506 | Brand : Hettich, Cat no. :E1506 | Front panel EBA 22 | 0
E1507 | Brand : Hettich, Cat no. :E1507 | Back wall, varnished | 0
E1543 | Brand : Hettich, Cat no. :E1543 | Spacing bolt | 0
E1545 | Brand : Hettich, Cat no. :E1545 | Control panel cpl.230V 50/60Hz | 0
E1546 | Brand : Hettich, Cat no. :E1546 | Control panel cpl. 230V 50/60Hz | 0
E1553 | Brand : Hettich, Cat no. :E1553 | Centrifuging chamber cpl. | 0
E1559 | Brand : Hettich, Cat no. :E1559 | Lid with sight-glass | 0
E1560 | Brand : Hettich, Cat no. :E1560 | Inner part cpl. for lid | 0
E1561 | Brand : Hettich, Cat no. :E1561 | Inner part for lid with sight-glass | 0
E1562 | Brand : Hettich, Cat no. :E1562 | Roller | 0
E1563 | Brand : Hettich, Cat no. :E1563 | Hinge | 0
E1564 | Brand : Hettich, Cat no. :E1564 | Sleeve | 0
E1565 | Brand : Hettich, Cat no. :E1565 | Spring, right | 0
E1566 | Brand : Hettich, Cat no. :E1566 | Spring, left | 0
E1567 | Brand : Hettich, Cat no. :E1567 | Sealing ring | 0
E1568 | Brand : Hettich, Cat no. :E1568 | Front panel | 0
E1569 | Brand : Hettich, Cat no. :E1569 | Front panel | 0
E1570 | Brand : Hettich, Cat no. :E1570 | Back wall, varnished | 0
E1571 | Brand : Hettich, Cat no. :E1571 | Back wall, varnished | 0
E1572 | Brand : Hettich, Cat no. :E1572 | Upper part | 0
E1573 | Brand : Hettich, Cat no. :E1573 | Upper part | 0
E1574 | Brand : Hettich, Cat no. :E1574 | Rubber-metal-bearing M6 | 0
E1578 | Brand : Hettich, Cat no. :E1578 | Control lead 350/straight 26/26 | 0
E1579 | Brand : Hettich, Cat no. :E1579 | Braking resistor cpl. | 0
E1580 | Brand : Hettich, Cat no. :E1580 | Control lead 350/straight | 0
E1582 | Brand : Hettich, Cat no. :E1582 | Control panel cpl. 230V | 0
E1583 | Brand : Hettich, Cat no. :E1583 | Control panel complete, 230V | 0
E1584 | Brand : Hettich, Cat no. :E1584 | Lock, 1 switch, with stroke | 0
E1585 | Brand : Hettich, Cat no. :E1585 | Push rod | 0
E1586 | Brand : Hettich, Cat no. :E1586 | Lid complete | 0
E1587 | Brand : Hettich, Cat no. :E1587 | Front panel ROTANTA 46S | 0
E1588 | Brand : Hettich, Cat no. :E1588 | Back wall, varnished | 0
E1589 | Brand : Hettich, Cat no. :E1589 | Front panel ROTANTA 46RSC | 0
E1589-1 | Brand : Hettich, Cat no. :E1589- | Front panel | 0
E1591 | Brand : Hettich, Cat no. :E1591 | Back wall, varnished | 0
E1592 | Brand : Hettich, Cat no. :E1592 | Lid complete | 0
E1593 | Brand : Hettich, Cat no. :E1593 | Back wall, varnished | 0
E1596 | Brand : Hettich, Cat no. :E1596 | Bottom side panel, varnished | 0
E1599 | Brand : Hettich, Cat no. :E1599 | Ventilator vane (d=254 mm) | 0
E1600 | Brand : Hettich, Cat no. :Brand | Compressor 220V-240V/50Hz | 0
E1601 | Brand : Hettich, Cat no. :E1601 | Starting capacitor 64uF/260V | 0
E1602 | Brand : Hettich, Cat no. :E1602 | Starting relay | 0
E1603 | Brand : Hettich, Cat no. :E1603 | Motor overload switch | 0
E1604 | Brand : Hettich, Cat no. :E1604 | Sealing ring | 0
E1605 | Brand : Hettich, Cat no. :E1605 | Sealing ring | 0
E1606 | Brand : Hettich, Cat no. :E1606 | Motor housing | 0
E1607 | Brand : Hettich, Cat no. :E1607 | Inner part for lid | 0
E1608 | Brand : Hettich, Cat no. :E1608 | Inner part for lid | 0
E1609 | Brand : Hettich, Cat no. :E1609 | Gas spring 170N | 0
E161 | Brand : Hettich, Cat no. :E161 | Modu I-pin rail 4 pole RM3,96 | 0
E1610 | Brand : Hettich, Cat no. :E1610 | Control panel cpl. ROTINA 46 | 0
E1611 | Brand : Hettich, Cat no. :E1611 | Control panel cpl.ROTINA 46R | 0
E1612 | Brand : Hettich, Cat no. :E1612 | Control panel cpl. | 0
E1613 | Brand : Hettich, Cat no. :E1613 | Control panel cpl. | 0
E1614 | Brand : Hettich, Cat no. :E1614 | Lid with sight-glass | 0
E1615 | Brand : Hettich, Cat no. :E1615 | Control panel cpl. | 0
E1616 | Brand : Hettich, Cat no. :E1616 | Connector plug, combination | 0
E1617 | Brand : Hettich, Cat no. :E1617 | Drawer without tension | 0
E1618 | Brand : Hettich, Cat no. :E1618 | Frequency motor 200V | 0
E1619 | Brand : Hettich, Cat no. :E1619 | Braking resistor cpl. | 0
E162 | Brand : Hettich, Cat no. :E162 | Modu I-pin rail 6 pole RM3,96 | 0
E1620 | Brand : Hettich, Cat no. :E1620 | Front panel ROTINA 46S | 0
E1621 | Brand : Hettich, Cat no. :E1621 | Front panel ROTINA 46RS | 0
E1622 | Brand : Hettich, Cat no. :E1622 | Motor cover | 0
E1624 | Brand : Hettich, Cat no. :E1624 | BUCKET TUBE | 0
E1625 | Brand : Hettich, Cat no. :E1625 | Front panel ROTANTA 46 | 0
E1626 | Brand : Hettich, Cat no. :E1626 | Front panel ROTANTA 46R | 0
E1627 | Brand : Hettich, Cat no. :E1627 | Front panel ROTANTA 46RC | 0
E1630 | Brand : Hettich, Cat no. :E1630 | Frequency motor 200V | 0
E1633 | Brand : Hettich, Cat no. :E1633 | Front panel ROTINA 46 | 0
E1634 | Brand : Hettich, Cat no. :E1634 | Front panel ROTINA 46R | 0
E1635 | Brand : Hettich, Cat no. :E1635 | E-Prom MIKRO 22 -3.02 | 0
E1636 | Brand : Hettich, Cat no. :E1636 | E-Prom MIKRO 22R -3.02 | 0
E1639 | Brand : Hettich, Cat no. :E1639 | Power switch ON/OFF, 2-pole, 9A | 0
E1645 | Brand : Hettich, Cat no. :E1645 | E-Prom Rotina 46 -1.02 | 0
E1646 | Brand : Hettich, Cat no. :E1646 | E-Prom ROTANTA 46 -1.00 | 0
E1647 | Brand : Hettich, Cat no. :E1647 | E-Prom ROTINA 46R -1.02 | 0
E1648 | Brand : Hettich, Cat no. :E1648 | E-Prom ROTANTA 46R -1.00 | 0
E1658 | Brand : Hettich, Cat no. :E1658 | Contactor 140NM 6,3-10A | 0
E1659 | Brand : Hettich, Cat no. :E1659 | Elastic buffer | 0
E1661 | Brand : Hettich, Cat no. :E1661 | Connector plug, combination | 0
E1662 | Brand : Hettich, Cat no. :E1662 | Lock, cpl. 230V 50-60Hz | 0
E1663 | Brand : Hettich, Cat no. :E1663 | Lower part with feet | 0
E1664 | Brand : Hettich, Cat no. :E1664 | Upper part with cover foil | 0
E1665 | Brand : Hettich, Cat no. :E1665 | Cover foil EBA 20 / MIKRO 20 | 0
E1666 | Brand : Hettich, Cat no. :E1666 | Lid complete | 0
E1667 | Brand : Hettich, Cat no. :E1667 | Friction rubber | 0
E1668 | Brand : Hettich, Cat no. :E1668 | Hinge bolt | 0
E1669 | Brand : Hettich, Cat no. :E1669 | Connecting cable 10-16A 250V | 0
E1674 | Brand : Hettich, Cat no. :E1674 | Lid complete with | 0
E168 | Brand : Hettich, Cat no. :E168 | Straddling rivet | 0
E1680 | Brand : Hettich, Cat no. :E1680 | Haube f.K乭ltrakt besch. | 0
E1681 | Brand : Hettich, Cat no. :E1681 | Lower part | 0
E1682 | Brand : Hettich, Cat no. :E1682 | Front panel with inscription | 0
E1683 | Brand : Hettich, Cat no. :E1683 | Front panel | 0
E1684 | Brand : Hettich, Cat no. :E1684 | E-Prom ROTINA 35 -3.02 | 0
E1685 | Brand : Hettich, Cat no. :E1685 | E-Prom ROTINA 35R -3.02 | 0
E1686 | Brand : Hettich, Cat no. :E1686 | Control panel cpl. 230V | 0
E1687 | Brand : Hettich, Cat no. :E1687 | Control panel cpl.230V | 0
E1688 | Brand : Hettich, Cat no. :E1688 | Lining plate complete | 0
E1694 | Brand : Hettich, Cat no. :E1694 | Gas spring 200N | 0
E1695 | Brand : Hettich, Cat no. :E1695 | Control panel (green) (S) ROBOTIC, | 0
E1696 | Brand : Hettich, Cat no. :E1696 | Lining plate | 0
E1697 | Brand : Hettich, Cat no. :E1697 | Upper part, varnished | 0
E1698 | Brand : Hettich, Cat no. :E1698 | Upper part, varnished | 0
E1699 | Brand : Hettich, Cat no. :E1699 | Lid complete | 0
E1700 | Brand : Hettich, Cat no. :E1700 | Lid complete | 0
E1701 | Brand : Hettich, Cat no. :E1701 | Locking shackle 26-pole | 0
E1702 | Brand : Hettich, Cat no. :E1702 | Compressor | 0
E1703 | Brand : Hettich, Cat no. :E1703 | Starting capacitor | 0
E1704 | Brand : Hettich, Cat no. :E1704 | Starting relay | 0
E1705 | Brand : Hettich, Cat no. :E1705 | Motor overload switch T0249-A0/4 for 60H | 0
E1706 | Brand : Hettich, Cat no. :E1706 | Power switch ON/OFF, 2-pole, 5A | 0
E1708 | Brand : Hettich, Cat no. :E1708 | Transformer RK econ. 2500VA | 0
E1709 | Brand : Hettich, Cat no. :E1709 | Power switch ON/OFF, 2-pole, 3A | 0
E1712 | Brand : Hettich, Cat no. :E1712 | Imbalance switch cpl. | 0
E1715 | Brand : Hettich, Cat no. :E1715 | E-Prom UNI 32 -3.01 | 0
E1716 | Brand : Hettich, Cat no. :E1716 | E-Prom UNI32R -3.02 | 0
E1725 | Brand : Hettich, Cat no. :E1725 | Lid lining | 0
E1726 | Brand : Hettich, Cat no. :E1726 | Housing, varnished | 0
E1727 | Brand : Hettich, Cat no. :E1727 | Upper part with inscription | 0
E1728 | Brand : Hettich, Cat no. :E1728 | Housing for control panel | 0
E1730 | Brand : Hettich, Cat no. :E1730 | Front panel ROTO SILENTA 63RS | 0
E1731 | Brand : Hettich, Cat no. :E1731 | Cover with sight-glass | 0
E1732 | Brand : Hettich, Cat no. :E1732 | Back wall, varnished | 0
E1733 | Brand : Hettich, Cat no. :E1733 | Control lead (830 mm) 6 pole | 0
E1734 | Brand : Hettich, Cat no. :E1734 | Control lead (770 mm) 26 pole | 0
E1735 | Brand : Hettich, Cat no. :E1735 | Control lead (580 mm) 26 pole | 0
E1736 | Brand : Hettich, Cat no. :E1736 | Control lead (1400 mm) 16 pole | 0
E1739 | Brand : Hettich, Cat no. :E1739 | Coated hinge | 0
E1742 | Brand : Hettich, Cat no. :E1742 | Sealing ring | 0
E1745 | Brand : Hettich, Cat no. :E1745 | Front panel MIKRO 22R | 0
E1745-1 | Brand : Hettich, Cat no. :E1745- | Front panel | 0
E1747 | Brand : Hettich, Cat no. :E1747 | Control panel, reconditioned | 0
E1748 | Brand : Hettich, Cat no. :E1748 | Centrifuging chamber | 0
E1749 | Brand : Hettich, Cat no. :E1749 | Circuit board cpl. | 0
E1756 | Brand : Hettich, Cat no. :E1756 | Upper part cpl. | 0
E1758 | Brand : Hettich, Cat no. :E1758 | Ventilator grill | 0
E1759 | Brand : Hettich, Cat no. :E1759 | Lid | 0
E1760 | Brand : Hettich, Cat no. :E1760 | Holding device for centrifuge | 0
E1761 | Brand : Hettich, Cat no. :E1761 | Control panel complete | 0
E1763 | Brand : Hettich, Cat no. :E1763 | Control panel complete, | 0
E1765 | Brand : Hettich, Cat no. :E1765 | Control panel complete, | 0
E1766 | Brand : Hettich, Cat no. :E1766 | E-Prom ROTANTA 46 -3.03 | 0
E1767 | Brand : Hettich, Cat no. :E1767 | Control panel complete, | 0
E1768 | Brand : Hettich, Cat no. :E1768 | E-Prom ROTANTA 46R -3.03 | 0
E1772 | Brand : Hettich, Cat no. :E1772 | Drive with brake cpl. | 0
E1773 | Brand : Hettich, Cat no. :E1773 | Incremental encoder | 0
E1778 | Brand : Hettich, Cat no. :E1778 | Control panel cpl.230V 50/60Hz | 0
E1779 | Brand : Hettich, Cat no. :E1779 | E-Prom EBA 21 V3.02 | 0
E179 | Brand : Hettich, Cat no. :E179 | Resistance Ko 5,6k5% | 0
E1838 | Brand : Hettich, Cat no. :E1838 | Cover cpl. | 0
E1853 | Brand : Hettich, Cat no. :E1853 | Output section EBA 20 | 0
E1854 | Brand : Hettich, Cat no. :E1854 | Plug, OPTO HFBR 4516 | 0
E1855 | Brand : Hettich, Cat no. :E1855 | Motor EM70-25, 230V | 0
E1858 | Brand : Hettich, Cat no. :E1858 | Upper part cpl. | 0
E1861 | Brand : Hettich, Cat no. :E1861 | Upper part | 0
E1862 | Brand : Hettich, Cat no. :E1862 | Electronics - postioning | 0
E1865 | Brand : Hettich, Cat no. :E1865 | Lower part, varnished | 0
E1874 | Brand : Hettich, Cat no. :E1874 | Lid lining | 0
E1875 | Brand : Hettich, Cat no. :E1875 | Adjusting knob | 0
E1876 | Brand : Hettich, Cat no. :E1876 | Cover foil | 0
E1877 | Brand : Hettich, Cat no. :E1877 | Sealing ring with air conduction | 0
E1887 | Brand : Hettich, Cat no. :E1887 | Circuit board, supply, for | 0
E1888 | Brand : Hettich, Cat no. :E1888 | Circuit board, supply, for | 0
E1889 | Brand : Hettich, Cat no. :E1889 | Rubber-metal-bearing M8 (25x40) 45Sh | 0
E1891 | Brand : Hettich, Cat no. :E1891 | Circuit board, supply, for | 0
E1893 | Brand : Hettich, Cat no. :E1893 | Circuit board, supply, for | 0
E1894 | Brand : Hettich, Cat no. :E1894 | Circuit board, supply, | 0
E1897 | Brand : Hettich, Cat no. :E1897 | Rotor stand for High Speed rotors ROTO S | 0
E190ALT | Brand : Hettich, Cat no. :E190AL | Resistance Ko 330/5% | 0
E1912 | Brand : Hettich, Cat no. :E1912 | Shackle | 0
E1921 | Brand : Hettich, Cat no. :E1921 | Motor cover | 0
E1922 | Brand : Hettich, Cat no. :E1922 | Lid complete HAEMATOKRIT 20 | 0
E1959 | Brand : Hettich, Cat no. :E1959 | Screw K 40x40 for plastics | 0
E196 | Brand : Hettich, Cat no. :E196 | Fuse holder (d=19)6,3x32 | 0
E1967 | Brand : Hettich, Cat no. :E1967 | Sealing ring | 0
E197 | Brand : Hettich, Cat no. :E197 | Screwcap | 0
E2031 | Brand : Hettich, Cat no. :E2031 | AC motor | 0
E2033 | Brand : Hettich, Cat no. :E2033 | Lid lock | 0
E2040 | Brand : Hettich, Cat no. :E2040 | Lid for rotor 2418 | 0
E2046 | Brand : Hettich, Cat no. :E2046 | Control panel cpl. | 0
E2047 | Brand : Hettich, Cat no. :E2047 | Control panel cpl.230V | 0
E205 | Brand : Hettich, Cat no. :E205 | Cable tie 102 mm bl | 0
E2050 | Brand : Hettich, Cat no. :E2050 | Circuit board for silent block | 0
E2051 | Brand : Hettich, Cat no. :E2051 | Button, light-grey | 0
E2056 | Brand : Hettich, Cat no. :E2056 | Particion for drawer fitting in all roll | 0
E2057 | Brand : Hettich, Cat no. :E2057 | Light emitting diode, white | 0
E2068 | Brand : Hettich, Cat no. :E2068 | Temperature sensor (chamber) 60鳦 +/-5K | 0
E2070 | Brand : Hettich, Cat no. :E2070 | Electronics U320 230V 50-60Hz | 0
E2074 | Brand : Hettich, Cat no. :E2074 | Electronics U320R 230V 50-60Hz | 0
E2078 | Brand : Hettich, Cat no. :E2078 | E-Prom UNIVERSAL 320/320R | 0
E2082 | Brand : Hettich, Cat no. :E2082 | Gear motor (lock), 230V 50-60Hz | 0
E2084 | Brand : Hettich, Cat no. :E2084 | Spring, left | 0
E2086 | Brand : Hettich, Cat no. :E2086 | Spring, right | 0
E2094 | Brand : Hettich, Cat no. :E2094 | Rubber-metal-bearing M6 (20x35) 45Sh | 0
E2096 | Brand : Hettich, Cat no. :E2096 | Schlauchpumpe 690 ml/min 120V/ | 0
E2103 | Brand : Hettich, Cat no. :E2103 | Flow-meter (installation 90? | 0
E2107 | Brand : Hettich, Cat no. :E2107 | Back wall, varnished | 0
E2109 | Brand : Hettich, Cat no. :E2109 | formed part (insert) to be put for examp | 0
E2110 | Brand : Hettich, Cat no. :E2110 | formed part (shaped insert) for 50 ml F | 0
E2110-A | Molded part for 50 ml falcon tubes | Cat No: E2110-A | 0
E2112 | Brand : Hettich, Cat no. :E2112 | Front panel ROTANTA 460 | 0
E2113 | Brand : Hettich, Cat no. :E2113 | Front panel ROTANTA 460S | 0
E2114 | Brand : Hettich, Cat no. :E2114 | Front panel ROTANTA 460R | 0
E2115 | Brand : Hettich, Cat no. :E2115 | Front panel ROTANTA 460RS | 0
E2116 | Brand : Hettich, Cat no. :E2116 | Lock nut | 0
E2121 | Brand : Hettich, Cat no. :E2121 | Refrigerant R404A | 0
E2130 | Brand : Hettich, Cat no. :E2130 | Elektronik-Pumpenplatine | 0
E2131 | Brand : Hettich, Cat no. :E2131 | Replacement tube for tube pump | 0
E2134 | Brand : Hettich, Cat no. :E2134 | Electronics - positioning | 0
E2135 | Brand : Hettich, Cat no. :E2135 | Lid | 0
E2136 | Brand : Hettich, Cat no. :E2136 | Circuit board, hatch | 0
E2137 | Brand : Hettich, Cat no. :E2137 | Gas spring 170N without lower fork joint | 0
E2139 | Brand : Hettich, Cat no. :E2139 | Lid complete | 0
E2140 | Brand : Hettich, Cat no. :E2140 | Lid complete | 0
E2141 | Brand : Hettich, Cat no. :E2141 | Rubber foot | 0
E2143 | Brand : Hettich, Cat no. :E2143 | E-Prom ROTANTA 460 -4.02 | 0
E2144 | Brand : Hettich, Cat no. :E2144 | E-Prom ROTANTA 460R -4.02 | 0
E2149 | Brand : Hettich, Cat no. :E2149 | Temperature sensor (upper side of | 0
E2150 | Brand : Hettich, Cat no. :E2150 | Resistance 4000W, 120Ohm | 0
E2151 | Brand: Hettich, Cat No:E2151 | Wear-and-tear parts for lid lock mot. | 0
E2152 | Brand : Hettich, Cat no. :E2152 | Traction spring d0,9x120,0x23,0 | 0
E2154 | Brand : Hettich, Cat no. :E2154 | Micro switch | 0
E2160 | Brand : Hettich, Cat no. :E2160 | Hatch, big, cpl. | 0
E2161 | Brand : Hettich, Cat no. :E2161 | Modification kit, lid noise dampening | 0
E2162 | Brand : Hettich, Cat no. :E2162 | Lid sealing | 0
E2163 | Brand : Hettich, Cat no. :E2163 | Gasfeder 460N mit ES-Bolzen | 0
E2164 | Brand : Hettich, Cat no. :E2164 | Clip | 0
E2165 | Brand : Hettich, Cat no. :E2165 | Rubber-metal bearing | 0
E2166 | Brand : Hettich, Cat no. :E2166 | Driving taper | 0
E2170 | Brand : Hettich, Cat no. :E2170 | Shackle | 0
E2174 | Brand : Hettich, Cat no. :E2174 | Driving taper | 0
E2180 | Brand : Hettich, Cat no. :E2180 | Front panel, varnished | 0
E2181 | Brand : Hettich, Cat no. :E2181 | Back wall, varnished | 0
E2182 | Brand : Hettich, Cat no. :E2182 | Liquefyer | 0
E2185 | Brand : Hettich, Cat no. :E2185 | Inner part for lid | 0
E2186 | Brand : Hettich, Cat no. :E2186 | Lid | 0
E2190 | Brand : Hettich, Cat no. :E2190 | Einspritzrohr | 0
E2191 | Brand : Hettich, Cat no. :E2191 | Motor cover | 0
E2192 | Brand : Hettich, Cat no. :E2192 | Adapter | 0
E2193 | Brand : Hettich, Cat no. :E2193 | Contactor 115VAC50/60Hz 16A 4s | 0
E2198 | Brand : Hettich, Cat no. :E2198 | Tube | 0
E2199 | Brand : Hettich, Cat no. :E2199 | Tubo | 0
E2220 | Brand : Hettich, Cat no. :E2220 | Stopper (white) | 0
E2224 | Brand : Hettich, Cat no. :E2224 | Lateral lining | 0
E2225 | Brand : Hettich, Cat no. :E2225 | Back wall | 0
E2230 | Brand : Hettich, Cat no. :E2230 | Control lead 26 pole length 1350 | 0
E2254 | Brand : Hettich, Cat no. :E2254 | Micro switch | 0
E2256 | Brand : Hettich, Cat no. :E2256 | Screwed cable gland M20, | 0
E2268 | Brand : Hettich, Cat no. :E2268 | Sicherungseinsatz T2,5AH UL/CS | 0
E2269 | Brand : Hettich, Cat no. :E2269 | Modification kit to change motor | 0
E2270 | Brand : Hettich, Cat no. :E2270 | Modification kit to change motor No. E96 | 0
E2271 | Brand : Hettich, Cat no. :E2271 | Dryer F-Bl 053sm 10 mm | 0
E2274 | Brand : Hettich, Cat no. :E2274 | Electronics assembly (motor lock) | 0
E2275 | Brand : Hettich, Cat no. :E2275 | E control touch panel | 0
E2284 | Brand : Hettich, Cat no. :E2284 | Contact spring CuBe L=18,49 | 0
E2286 | Brand : Hettich, Cat no. :E2286 | Self-adhesive label - arrow black - | 0
E2291 | Brand : Hettich, Cat no. :E2291 | Sealing ring | 0
E2295 | Brand : Hettich, Cat no. :E2295 | Pushbutton switch 25W | 0
E2296 | Brand : Hettich, Cat no. :E2296 | Soft-start unit | 0
E2305 | Brand : Hettich, Cat no. :E2305 | Centrifuging chamber | 0
E2308 | Brand : Hettich, Cat no. :E2308 | Control panel cpl. | 0
E2309 | Brand : Hettich, Cat no. :E2309 | Lid complete | 0
E2310 | Brand : Hettich, Cat no. :E2310 | Sealing for upper part | 0
E2311 | Brand : Hettich, Cat no. :E2311 | Transformer EL-96 230V/115V | 0
E2312 | Brand : Hettich, Cat no. :E2312 | Front panel | 0
E2318 | Brand : Hettich, Cat no. :E2318 | Lower part | 0
E2319 | Brand : Hettich, Cat no. :E2319 | Centrifuging chamber | 0
E2320 | Brand : Hettich, Cat no. :E2320 | Splicing plate | 0
E2321 | Brand : Hettich, Cat no. :E2321 | Nipple for splicing plate | 0
E2322 | Brand : Hettich, Cat no. :E2322 | Motor housing | 0
E2323 | Brand : Hettich, Cat no. :E2323 | Lock, right side | 0
E2324 | Brand : Hettich, Cat no. :E2324 | Gearbox motor (lock) 230V 50-60Hz | 0
E2325 | Brand : Hettich, Cat no. :E2325 | Lock, left | 0
E2326 | Brand : Hettich, Cat no. :E2326 | Push rod | 0
E2327 | Brand : Hettich, Cat no. :E2327 | Shoe | 0
E2329 | Brand : Hettich, Cat no. :E2329 | Electronic sensor (speed and imbalance) | 0
E2330 | Brand : Hettich, Cat no. :E2330 | Frequency motor 200V | 0
E2331 | Brand : Hettich, Cat no. :E2331 | Motor cover | 0
E2332 | Brand : Hettich, Cat no. :E2332 | Sealing ring for MIKRO 200/200R | 0
E2333 | Brand : Hettich, Cat no. :E2333 | Lining plate | 0
E2337 | Brand : Hettich, Cat no. :E2337 | Lid | 0
E2338 | Brand : Hettich, Cat no. :E2338 | Carrying plate, cpl. | 0
E2339 | Brand : Hettich, Cat no. :E2339 | Elektronik-Mikro 200 230V 50-6 | 0
E2341 | Brand : Hettich, Cat no. :E2341 | Adjusting knob | 0
E2342 | Brand : Hettich, Cat no. :E2342 | Rotary switch with cable | 0
E2343 | Brand : Hettich, Cat no. :E2343 | Cover foil N-PLUS | 0
E2345 | Brand : Hettich, Cat no. :E2345 | Lower part | 0
E2346 | Brand : Hettich, Cat no. :E2346 | Ventilator 230V850-60Hz 18W | 0
E2349 | Brand : Hettich, Cat no. :E2349 | Motor cover - sealing | 0
E2350 | Brand : Hettich, Cat no. :E2350 | Upper part, coated | 0
E2351 | Brand : Hettich, Cat no. :E2351 | Upper part, coated | 0
E2352 | Brand : Hettich, Cat no. :E2352 | Ventilator grill | 0
E2353 | Brand : Hettich, Cat no. :E2353 | Inner part for lid | 0
E2354 | Brand : Hettich, Cat no. :E2354 | Excentric | 0
E2355 | Brand : Hettich, Cat no. :E2355 | Elektronik-Mikro 200R 230V 50- | 0
E2356 | Brand : Hettich, Cat no. :E2356 | Front panel | 0
E2357 | Brand : Hettich, Cat no. :E2357 | Cover foil N-PLUS cooling | 0
E2358 | Brand : Hettich, Cat no. :E2358 | Temperaturf乭ler Kessel 60鳦 | 0
E2359 | Brand : Hettich, Cat no. :E2359 | Temperaturf乭ler Kondensator ( | 0
E2366 | Brand : Hettich, Cat no. :E2366 | Klixon-Element type 724UFBZZ-520 DAV2K | 0
E2372 | Brand : Hettich, Cat no. :E2372 | Frequency motor 200V | 0
E2374 | Brand : Hettich, Cat no. :E2374 | Rubber-metal-bearing M6x12 (D20x30) 45Sh | 0
E2389 | Brand : Hettich, Cat no. :E2389 | Connector plug, combination element, | 0
E2390 | Brand : Hettich, Cat no. :E2390 | Tension spring | 0
E2396 | Brand : Hettich, Cat no. :E2396 | Control lead 4 pole, length 145 | 0
E2400 | Brand : Hettich, Cat no. :E2400 | Cover plate | 0
E2401 | Brand : Hettich, Cat no. :E2401 | Cover foil | 0
E2402 | Brand : Hettich, Cat no. :E2402 | Cover foil | 0
E2404 | Brand : Hettich, Cat no. :E2404 | E-Prom MIKRO 200 - 1.07 | 0
E2438 | Brand : Hettich, Cat no. :E2438 | Frequency motor 200V | 0
E2450 | Brand : Hettich, Cat no. :E2450 | Centrifuging chamber of plastics cpl. | 0
E2455 | Brand : Hettich, Cat no. :E2455 | Hood | 0
E2456 | Brand : Hettich, Cat no. :E2456 | Cable Cu, flat 90/FSH6,3/M4 | 0
E2457 | Brand : Hettich, Cat no. :E2457 | Resistance NTC 2 Ohm (S364/2,0/M) | 0
E2465 | Brand : Hettich, Cat no. :E2465 | Electronic sensor (speed and imbalance) | 0
E2502 | Brand : Hettich, Cat no. :E2502 | Compressor 220-240V/50Hz | 0
E2508 | Brand : Hettich, Cat no. :E2508 | Lid complete | 0
E2510 | Brand : Hettich, Cat no. :E2510 | Control lead (1580 mm) 16 pole | 0
E2525 | Brand : Hettich, Cat no. :E2525 | Imbalance switch with angle | 0
E2526 | Brand : Hettich, Cat no. :E2526 | Imbalance switch with angle | 0
E2527 | Brand : Hettich, Cat no. :E2527 | Imbalance switch with angle | 0
E2528 | Brand : Hettich, Cat no. :E2528 | Imbalance switch with angle | 0
E2529 | Brand : Hettich, Cat no. :E2529 | Imbalance switch with angle | 0
E253 | Brand : Hettich, Cat no. :E253 | Lid complete, for 1423 | 0
E2530 | Brand : Hettich, Cat no. :E2530 | Imbalance switch with angle | 0
E2531 | Brand : Hettich, Cat no. :E2531 | Imbalance switch with angle | 0
E2532 | Brand : Hettich, Cat no. :E2532 | Imbalance switch with angle | 0
E2533 | Brand : Hettich, Cat no. :E2533 | Imbalance switch with angle | 0
E2536 | Brand : Hettich, Cat no. :E2536 | Micro switch (imbalance) | 0
E2537 | Brand : Hettich, Cat no. :E2537 | Imbalance switch with angle | 0
E2538 | Brand : Hettich, Cat no. :E2538 | Imbalance switch with angle | 0
E254 | Brand : Hettich, Cat no. :E254 | Collar screw | 0
E2543 | Brand : Hettich, Cat no. :E2543 | Imbalance switch cpl. | 0
E2544 | Brand : Hettich, Cat no. :E2544 | Modification kit ROTANTA 46RSC ROBOTIC | 0
E2544-1 | Brand : Hettich, Cat no. :E2544- | Umbausatz RotantaRob.-Schiebel | 0
E2545 | Brand : Hettich, Cat no. :E2545 | Lock, right, complete (230V) | 0
E2546 | Brand : Hettich, Cat no. :E2546 | Lock, left, complete | 0
E2549 | Brand : Hettich, Cat no. :E2549 | Imbalance switch with angle | 0
E255 | Brand : Hettich, Cat no. :E255 | Spacing roller | 0
E2550 | Brand : Hettich, Cat no. :E2550 | Imbalance switch with angle | 0
E2553 | Brand : Hettich, Cat no. :E2553 | Getriebemotor RSM 63/8 kpl. | 0
E2565 | Brand : Hettich, Cat no. :E2565 | Upper part, coated | 0
E2566 | Brand : Hettich, Cat no. :E2566 | Sealing for centrifuging chamber | 0
E2567 | Brand : Hettich, Cat no. :E2567 | Lid complete | 0
E2568 | Brand : Hettich, Cat no. :E2568 | Roller | 0
E2569 | Brand : Hettich, Cat no. :E2569 | Front panel | 0
E2570 | Brand : Hettich, Cat no. :E2570 | Back wall, coated | 0
E2571 | Brand : Hettich, Cat no. :E2571 | Lining plate, riveted | 0
E2572 | Brand : Hettich, Cat no. :E2572 | Control panel, cpl. | 0
E2573 | Brand : Hettich, Cat no. :E2573 | E-Prom ROTINA 38 -1.00 | 0
E2577 | Brand : Hettich, Cat no. :E2577 | Upper part, coated | 0
E2578 | Brand : Hettich, Cat no. :E2578 | Lid complete | 0
E2579 | Brand : Hettich, Cat no. :E2579 | Back wall, coated | 0
E2580 | Brand : Hettich, Cat no. :E2580 | Front panel | 0
E2581 | Brand : Hettich, Cat no. :E2581 | Control panel cpl. | 0
E2582 | Brand : Hettich, Cat no. :E2582 | E-Prom ROTINA 38R -1.00 | 0
E2590 | Brand : Hettich, Cat no. :E2590 | Imbalance switch sub-assembly | 0
E2592 | Brand : Hettich, Cat no. :E2592 | Lock cpl. | 0
E2601 | Brand : Hettich, Cat no. :E2601 | V-spring | 0
E2602 | Brand : Hettich, Cat no. :E2602 | Motor cover | 0
E2603 | Brand : Hettich, Cat no. :E2603 | Control panel cpl. | 0
E2604 | Brand : Hettich, Cat no. :E2604 | Throttle with angle El 48/20,5 2,5A/11m | 0
E2606 | Radio interference suppression filter |  | 0
E2607 | Brand : Hettich, Cat no. :E2607 | Micro switch | 0
E2608 | Brand : Hettich, Cat no. :E2608 | Toothed rack | 0
E2609 | Brand : Hettich, Cat no. :E2609 | Klappe komplett | 0
E2610 | Brand : Hettich, Cat no. :E2610 | V-spring | 0
E2611 | Brand : Hettich, Cat no. :E2611 | V-spring | 0
E2612 | Brand : Hettich, Cat no. :E2612 | Switch | 0
E2614 | Brand : Hettich, Cat no. :E2614 | Scharnierhalter | 0
E2615 | Brand : Hettich, Cat no. :E2615 | Slide | 0
E2616 | Brand : Hettich, Cat no. :E2616 | Slide bearing | 0
E2617 | Brand : Hettich, Cat no. :E2617 | Anschlag | 0
E2618 | Brand : Hettich, Cat no. :E2618 | Sealing ring, rubber cord d=5 mm | 0
E262 | Brand : Hettich, Cat no. :E262 | Plastic locking | 0
E2622 | Brand : Hettich, Cat no. :E2622 | Gas spring 500N with bolt | 0
E2624 | Brand : Hettich, Cat no. :E2624 | Foot | 0
E2627 | Brand : Hettich, Cat no. :E2627 | Ball-shaped head for gas spring | 0
E2628 | Brand : Hettich, Cat no. :E2628 | Gas spring | 0
E263 | Brand : Hettich, Cat no. :E263 | Sleeve | 0
E2630 | Brand : Hettich, Cat no. :E2630 | AC motor | 0
E2631 | Brand : Hettich, Cat no. :E2631 | Drive with brake cpl. | 0
E2648 | Brand : Hettich, Cat no. :E2648 | Anti-twist, device for rubber bearing | 0
E265 | Brand : Hettich, Cat no. :E265 | Metal sheet nut M5 | 0
E2660 | Brand : Hettich, Cat no. :E2660 | Lid complete | 0
E2661 | Brand : Hettich, Cat no. :E2661 | Inner part for lid | 0
E2662 | Brand : Hettich, Cat no. :E2662 | Inner part for lid | 0
E2663 | Brand : Hettich, Cat no. :E2663 | Front panel complete | 0
E2664 | Brand : Hettich, Cat no. :E2664 | Front panel complete | 0
E2670 | Brand : Hettich, Cat no. :E2670 | Cover foil for control panel | 0
E2671 | Brand : Hettich, Cat no. :E2671 | Cover foil for control panel | 0
E2672 | Brand : Hettich, Cat no. :E2672 | Lid complete | 0
E2691 | Brand : Hettich, Cat no. :E2691 | Motor overload switch 50Hz | 0
E2697 | Brand : Hettich, Cat no. :E2697 | U-head M5x10 | 0
E2698 | Brand : Hettich, Cat no. :E2698 | Vibration absorber | 0
E2699 | Brand : Hettich, Cat no. :E2699 | Lid | 0
E270 | Brand : Hettich, Cat no. :E270 | Sealing ring 38x2 | 0
E2702 | Brand : Hettich, Cat no. :E2702 | Gasfeder 300N | 0
E2703 | Brand : Hettich, Cat no. :E2703 | Countersunk screw M5x07 | 0
E2705 | Brand : Hettich, Cat no. :E2705 | Upper part with impression | 0
E2706 | Brand : Hettich, Cat no. :E2706 | Front panel | 0
E2707 | Brand : Hettich, Cat no. :E2707 | Front panel | 0
E2711 | Brand : Hettich, Cat no. :E2711 | Frequency motor 180V | 0
E2713 | Brand : Hettich, Cat no. :E2713 | Lip Lock Assembly for Universal 320R | 0
E2715 | Brand : Hettich, Cat no. :E2715 | Rubber foot | 0
E2716 | Brand : Hettich, Cat no. :E2716 | Output section | 0
E2720 | Brand : Hettich, Cat no. :E2720 | Control panel cpl. | 0
E2721 | Brand : Hettich, Cat no. :E2721 | Upper part | 0
E2722 | Brand : Hettich, Cat no. :E2722 | Lid lining | 0
E2723 | Brand : Hettich, Cat no. :E2723 | Hinge | 0
E2724 | Brand : Hettich, Cat no. :E2724 | Centrifuging chamber cpl. | 0
E2725 | Brand : Hettich, Cat no. :E2725 | Lid with sight-glass | 0
E2726 | Brand : Hettich, Cat no. :E2726 | Gas spring 63N | 0
E2742 | HETTICH TEMPERATURE SENSOR |  | 0
E2743 | Brand : Hettich, Cat no. :E2743 | Electronic sensor (speed and imbalance) | 0
E2745 | Brand : Hettich, Cat no. :E2745 | Tacho 880mm (R2=1KOhm) | 0
E2747 | Brand : Hettich, Cat no. :E2747 | Braking resistor 230V | 0
E2748 | Brand : Hettich, Cat no. :E2748 | Elektronic control panel 420 | 0
E2750 | Brand : Hettich, Cat no. :E2750 | Hinge coated | 0
E2752 | Brand : Hettich, Cat no. :E2752 | Rubber-metal-bearing M8x18 (30x40) | 0
E2756 | Brand : Hettich, Cat no. :E2756 | Cover | 0
E2757 | Brand : Hettich, Cat no. :E2757 | Cover | 0
E2758 | Brand : Hettich, Cat no. :E2758 | Push rod, cpl. | 0
E2759 | Brand : Hettich, Cat no. :E2759 | Lock, cpl., left | 0
E276 | Brand : Hettich, Cat no. :E276 | Cover foil for speed control | 0
E2760 | Brand : Hettich, Cat no. :E2760 | Lid lock, cpl. | 0
E2763 | Brand : Hettich, Cat no. :E2763 | Excentric disc, metal | 0
E2765 | Brand : Hettich, Cat no. :E2765 | Electronic 420 with software | 0
E2768 | Brand : Hettich, Cat no. :E2768 | Electronic C-Control panel (refrigerated | 0
E2769 | Brand : Hettich, Cat no. :E2769 | Lid, cpl., for non-refrigerated centrifu | 0
E2770 | Brand : Hettich, Cat no. :E2770 | Gas spring 150N | 0
E2771 | Brand : Hettich, Cat no. :E2771 | Sealing ring for ROTINA 420/420R | 0
E2772 | Brand : Hettich, Cat no. :E2772 | Contact spring | 0
E2774 | Brand : Hettich, Cat no. :E2774 | Compressor 220V-240V/50Hz SC15CLX R404A | 0
E2775 | Brand : Hettich, Cat no. :E2775 | Centrifuging chamber | 0
E2777 | Brand : Hettich, Cat no. :E2777 | Lid, cpl., for refrigerated centrifuges | 0
E2779 | Brand : Hettich, Cat no. :E2779 | Electronic C-Control panel (refrigerated | 0
E2780 | Brand : Hettich, Cat no. :E2780 | Electronic 420R with software | 0
E2781 | Brand : Hettich, Cat no. :E2781 | Entriegelungsstift kpl. | 0
E2782 | Brand: Hettich, Cat No: E2782 | Control panel | 0
E2783 | Brand : Hettich, Cat no. :E2783 | Klappe | 0
E2790 | Brand : Hettich, Cat no. :E2790 | Cover foil ROTOFIX 32A | 0
E2799 | Brand : Hettich, Cat no. :E2799 | Cover diam. 12 for screw head Torx T20 | 0
E2800 | Brand : Hettich, Cat no. :E2800 | Countersunk screw M4x8A2E with TORX-head | 0
E2801 | Asynchronous motor 230V |  | 0
E2804 | Brand : Hettich, Cat no. :E2804 | Lower front lining cpl. | 0
E2808 | Brand : Hettich, Cat no. :E2808 | Electrical connector with filter 10A-250 | 0
E2810 | Brand : Hettich, Cat no. :E2810 | E-Prom ROTOLAVIT V5.14 | 0
E2812 | Brand : Hettich, Cat no. :E2812 | Driving taper | 0
E2829 | Brand : Hettich, Cat no. :E2829 | Scharnierbolzen | 0
E2853 | Brand : Hettich, Cat no. :E2853 | Unwuchtschalter kpl.mit Winkel | 0
E2856 | Brand : Hettich, Cat no. :E2856 | Elektronik Schnittstelle PLD | 0
E2861 | Brand : Hettich, Cat no. :E2861 | Widerst Br, 120R, mit UL Temp- | 0
E2862 | Brand : Hettich, Cat no. :E2862 | Frontblende mit Siebdruck | 0
E2863 | Brand : Hettich, Cat no. :E2863 | Steuerleitung 220/20-polig | 0
E2865 | Brand : Hettich, Cat no. :E2865 | Frontblende mit Siebdruck (gek | 0
E2866 | Brand : Hettich, Cat no. :E2866 | Motorabdeckung gesch剈mt | 0
E2869 | Brand : Hettich, Cat no. :E2869 | Unterteil | 0
E2870 | Brand : Hettich, Cat no. :E2870 | Programm:ROTINA 420/420R-V01.0 | 0
E2871 | Brand : Hettich, Cat no. :E2871 | Interface RS232(ROTINA 420/420R) | 0
E2874 | Brand : Hettich, Cat no. :E2874 | Ventilator 230V/50Hz 26W | 0
E2875 | Brand : Hettich, Cat no. :E2875 | Housing for control panel with foil | 0
E2876 | Brand : Hettich, Cat no. :E2876 | Housing for control panel with foil | 0
E2879 | Brand : Hettich, Cat no. :E2879 | Abdeckkappe (Bohrungsdurchm.18 | 0
E290 | Brand : Hettich, Cat no. :E290 | Resistance Ko 220/5% | 0
E2907 | Brand : Hettich, Cat no. :E2907 | Kompressor 230V/60Hz SC15CLX R | 0
E2908 | Brand : Hettich, Cat no. :E2908 | Steuerleitung 1200/9-polig | 0
E2909 | Brand : Hettich, Cat no. :E2909 | Aufkleber Spg+Freq (Legi:new_V | 0
E2920 | Brand : Hettich, Cat no. :E2920 | Kompressor 220V-240V/50Hz LG - | 0
E2924 | Brand : Hettich, Cat no. :E2924 | Motorschutzschalter | 0
E2925 | Brand : Hettich, Cat no. :E2925 | Hilfsschalter 1S+1? | 0
E2930 | Brand : Hettich, Cat no. :E2930 | Gas spring 270 with bolt | 0
E2953 | MOTOR FOR UNIVERSAL 320R |  | 0
E2959 | Brand : Hettich, Cat no. :E2959 | Vorlagematerial f乺 HALB | 0
E2976 | Brand : Hettich, Cat no. :E2976 | Frontverkleidung oben, best乧kt | 0
E2977 | Brand : Hettich, Cat no. :E2977 | Frontblende mit Siebdruck | 0
E2988 | Brand : Hettich, Cat no. :E2988 | Oberteil kpl. | 0
E2995 | Brand : Hettich, Cat no. :E2995 | Axial ventilator diam.300, 230V UL | 0
E2HSTD100G | E2 STD WEIGHT ,100G (HOOK TYPE) |  | 0
E2HSTD10G | E2 STD WEIGHT ,10G (HOOK TYPE) |  | 0
E2HSTD1G | E2 STD WEIGHT ,1G (HOOK TYPE) |  | 0
E2HSTD1KG | E2 STD WEIGHT ,1KG (HOOK TYPE) |  | 0
E2HSTD1KG1G | E2 hook type standard weight 1g to 1kg |  | 0
E2HSTD200G | E2 STD WEIGHT ,200G (HOOK TYPE) |  | 0
E2HSTD20G | E2 STD WEIGHT ,20G (HOOK TYPE) |  | 0
E2HSTD2G | E2 STD WEIGHT ,2G (HOOK TYPE) |  | 0
E2HSTD500G | E2 STD WEIGHT ,500G (HOOK TYPE) |  | 0
E2HSTD50G | E2 STD WEIGHT ,50G (HOOK TYPE) |  | 0
E2HSTD5G | E2 STD WEIGHT ,5G (HOOK TYPE) |  | 0
E2HSTDIG | E2 STD WEIGHT ,1G (HOOK TYPE) |  | 0
E2HSTDIKG | E2 STD WEIGHT ,1KG (HOOK TYPE) |  | 0
E2STD100G | Class E2 Standard Weight, 100g |  | 0
E2STD100MG | STANDARD WEIGHT CLASS 2 |  | 0
E2STD10G | E2 STD WEIGHT, 10G |  | 0
E2STD1G | E2 standard weight , 1G |  | 0
E2STD1KG | E2 STD WEIGHT , 1KG |  | 0
E2STD200G | E2 STD WEIGHT 200G |  | 0
E2STD200G1G | E2 STD Weight Set 1g~200g |  | 0
E2STD20G | E2 STD WEIGHT 20G |  | 0
E2STD20GM | STANDARD WEIGHT CLASS 2 |  | 0
E2STD500G1G | Standard Weight, Class E2 | Range : 1g - 500g (12pcs) | 0
E2STD500MG1MG | Standard Weight, Class E2 | Range : 1mg - 500mg (12pcs) | 0
E2STD50G | E2 STD WEIGHT, 50G |  | 0
E2STD50MG | Class E2 Standard Weight, 50mg |  | 0
E2STD5G | E2 standard weight, 5G |  | 0
E2STD5GM | STANDARD WEIGHT CLASS 2 |  | 0
E300F-ILED | Raxvision, FLUORESCENT RESEARCH MICROSCE |  | 0
E302 | Brand : Hettich, Cat no. :E302 | Ventilator | 0
E3026 | Brand: Hettich, Cat No:E3026 | Control Panel "E" | 0
E3031 | ASYNCHRONOUS MOTOR 230V FOR MIKRO 120 |  | 0
E3033 | MOTOR |  | 0
E3037 | Brand : Hettich, Cat no. :E3037 | Hematocrite-plate 24-place complete | 0
E3038 | Brand : Hettich, Cat no. :E3038 | Carrying plate, cpl. | 0
E3048 | SEALING RING FOR ROTOFIX 32A |  | 0
E3053 | Brand: Hettich, Cat No: E3053 | Rubber-metal-bearing M8(25x40) 43Sh | 0
E3054 | Sealing ring |  | 0
E3055 | Gas spring 75N with Bolt |  | 0
E3077 | SPEED/IMBALANCE SENSOR |  | 0
E3084 | Electronics with Software |  | 0
E309 | Brand : Hettich, Cat no. :E309 | Washer 15x6,4x1 PE nat | 0
E3144 | SPEED SENSOR IMBALANCE FORT UNI320R |  | 0
E3145 | HETTICH, IMBALANCE SENSOR |  | 0
E3154 | Rubber foot | Cat No: E3154 | 0
E3157 | Brand: HEttich, Cat No: E3157 | Centrifuging Chamber | 0
E3190 | Brand: Hettich, Cat No: E3190 | Lid | 0
E3192 | HINGE BOLT WITH ASSEMBLY |  | 0
E3199 | Brand: Hettich, Cat No:E3199 | Lid lock with push rood cpl. | 0
E3219 | Ring for EBA21 Rotor |  | 0
E3230 | Temperature switch 60? | with cable 850 mm | 0
E3239 | ELECTRONIC U320 , PART NO: E3239, |  | 0
E3243 | Brand : Hettich, Cat No: E3243 | Lid for 2418-A rotor | 0
E3259 | Brand: Hettich, Cat No: E3259 | Angle bracket for gas spring | 0
E3262 | Brand: Hettich, Cat No: E3262 | Push rod cpl. | 0
E327 | Brand : Hettich, Cat no. :E327 | Varistor BOV-275S10K | 0
E3292 | Brand: Hettich, Cat No: E3292 | Buffer | 0
E3305 | HETTICH, MAIN ELECTRONIC BOARD |  | 0
E331 | Brand : Hettich, Cat no. :E331 | Connecting cable with plug | 0
E3323 | CASE UPPER PART FOR MIKRO 120 |  | 0
E3324 | HETTICH DOOR HINGE FOR MIKRO 200R |  | 0
E3380 | Brand: Hettich, Cat No: E3380 | Electronic With Software | 0
E3405 | HETTICH GAS SPRING 250N |  | 0
E3424 | Brand: Hettich, Cat No: E3424 | Software, 230 | 0
E3428 | HETTICH GAS SPRING |  | 0
E343 | Brand : Hettich, Cat no. :E343 | Rubber-metal-bearing M6 (20x30) 55ShA | 0
E345 | Brand : Hettich, Cat no. :E345 | Speed control 230V 6000 rpm | 0
E3473 | Brand: Hettich, Cat no: E3473 | Control panel for ROTIXA 50RS | 0
E3475 | Brand: Hettich, Cat No: E3475 | Sealing Ring | 0
E3477 | LEG SPRING(LID SPRING)FOR HAEMATOKRIT210 |  | 0
E351 | Brand : Hettich, Cat no. :E351 | Connector plug | 0
E352 | Brand : Hettich, Cat no. :E352 | Fuse holder 5x20 | 0
E354 | Brand : Hettich, Cat no. :E354 | Connector plug 10A 250V 2xSi | 0
E360 | Brand : Hettich, Cat no. :E360 | TRIAC TIC 22611 600V 8A | 0
E3624 | Regulator with an angle bracket |  | 0
E3777 | GAS SPRING |  | 0
E378 | Brand : Hettich, Cat no. :E378 | Lid for EBA 8 | 0
E386 | Brand : Hettich, Cat no. :E386 | IC control U211B2 | 0
E388 | Brand : Hettich, Cat no. :E388 | Sleeve M 10 (25x25x2) | 0
E3900 | MOTOR BASED PLATE |  | 0
E396 | Brand : Hettich, Cat no. :E396 | Cover hinge | 0
E397 | Brand : Hettich, Cat no. :E397 | Hinge, left | 0
E398 | Brand : Hettich, Cat no. :E398 | Hinge, right | 0
E403 | Brand : Hettich, Cat no. :E403 | Cover in upper part | 0
E425 | Brand : Hettich, Cat no. :E425 | Lock with stroke magnet 230V 50/60Hz | 0
E426 | Brand : Hettich, Cat no. :E426 | Lock without stroke magnet a | 0
E427 | Brand : Hettich, Cat no. :E427 | Adjusting knob cpl. | 0
E475 | Brand : Hettich, Cat no. :E475 | Side panel with noise dampening | 0
E476 | Brand : Hettich, Cat no. :E476 | Rubber-metal-bearing M4(10x15) | 0
E485 | Brand : Hettich, Cat no. :E485 | Lining plate complete | 0
E488 | Brand : Hettich, Cat no. :E488 | Spiral spring pin | 0
E507 | Brand : Hettich, Cat no. :E507 | Connector plug | 0
E508 | Brand : Hettich, Cat no. :E508 | Bolt | 0
E509 | Brand : Hettich, Cat no. :E509 | Washer DIN 471, 6x0,7 | 0
E510 | Brand : Hettich, Cat no. :E510 | Lining plate for ROTANTA/T and TC | 0
E511 | Brand : Hettich, Cat no. :E511 | Lining plate,for ROTANTA TR/TRC | 0
E516 | Brand : Hettich, Cat no. :E516 | Panel lower side, varnished | 0
E526 | Brand : Hettich, Cat no. :E526 | Rubber-metal-bearing | 0
E528 | Brand : Hettich, Cat no. :E528 | Lock without stroke magnet | 0
E529 | Brand : Hettich, Cat no. :E529 | Lock without switch and stroke magnet | 0
E532 | Brand : Hettich, Cat no. :E532 | Pulley block | 0
E538 | Brand : Hettich, Cat no. :E538 | Ventilator | 0
E539 | Brand : Hettich, Cat no. :E539 | Capacitor 2uF/10 % | 0
E546 | Brand : Hettich, Cat no. :E546 | Lid sealing | 0
E547 | Brand : Hettich, Cat no. :E547 | Fuse link F8A (6x32) | 0
E549 | Brand : Hettich, Cat no. :E549 | Guide roller without locking gear | 0
E557 | Brand : Hettich, Cat no. :E557 | Rubber-metal-bearing | 0
E561 | Brand : Hettich, Cat no. :E561 | Finely-fluted matting | 0
E563 | Brand : Hettich, Cat no. :E563 | Motor compl. EM70-30K | 0
E564 | Brand : Hettich, Cat no. :E564 | Electronics HORIZONTOER 220V 5 | 0
E565 | Brand : Hettich, Cat no. :E565 | Time adjustment for Electronic | 0
E566 | Brand : Hettich, Cat no. :E566 | Electronics for speed governor | 0
E573 | Brand : Hettich, Cat no. :E573 | Resistance Ko 2,2k5% | 0
E576 | Brand : Hettich, Cat no. :E576 | Dynamic driver coupling | 0
E585-1 | Brand : Hettich, Cat no. :E585-1 | Hygienic rotor | 0
E585-2 | Brand : Hettich, Cat no. :E585-2 | Lid for hygienic rotor with | 0
E588 | Brand : Hettich, Cat no. :E588 | Ventilator 230V 50/60Hz 90W | 0
E589 | Brand : Hettich, Cat no. :E589 | Capacitor 2,5uF/5% | 0
E598 | Brand : Hettich, Cat no. :E598 | Bolt | 0
E601 | Brand : Hettich, Cat no. :E601 | Motor complete (for EBA 30, | 0
E604 | Brand : Hettich, Cat no. :E604 | Anti-twist-device D 20 for | 0
E605 | Brand : Hettich, Cat no. :E605 | Elastic buffer | 0
E606 | Brand : Hettich, Cat no. :E606 | Radio suppression filter 250V 3,3A | 0
E607 | Brand : Hettich, Cat no. :E607 | Resistance DrZe 22/10% 45W | 0
E608 | Brand : Hettich, Cat no. :E608 | Adjusting knob cpl. | 0
E609 | Brand : Hettich, Cat no. :E609 | Flat spring | 0
E611 | Brand : Hettich, Cat no. :E611 | Deckelfeder mit Abstandsrolle | 0
E612 | Brand : Hettich, Cat no. :E612 | Sealing ring without air conduction | 0
E613 | Brand : Hettich, Cat no. :E613 | Hexagonal pin wrench opening 5 | 0
E614 | Brand : Hettich, Cat no. :E614 | Output section 230V 50Hz | 0
E616 | Brand : Hettich, Cat no. :E616 | Control panel (EBA 30) | 0
E621 | Brand : Hettich, Cat no. :E621 | Housing for control panel cpl. | 0
E622 | Brand : Hettich, Cat no. :E622 | Spring for control panel | 0
E623 | Brand : Hettich, Cat no. :E623 | Adjusting knob (control panel) | 0
E624 | Brand : Hettich, Cat no. :E624 | Sealing ring d=3mm | 0
E626 | Brand : Hettich, Cat no. :E626 | Lid lining EBA 30 | 0
E627 | Brand : Hettich, Cat no. :E627 | Centrifuging chamber | 0
E638 | Brand : Hettich, Cat no. :E638 | Dryer F-Bl 052sm 6mm | 0
E639 | Brand : Hettich, Cat no. :E639 | Pressostat (8-28bar) soldered | 0
E640 | Brand : Hettich, Cat no. :E640 | Magnetic valve 142IRSZ, 6 mm | 0
E657 | Brand : Hettich, Cat no. :E657 | Adjusting knob | 0
E694 | Brand : Hettich, Cat no. :E694 | Electronics 50Hz | 0
E695 | Brand : Hettich, Cat no. :E695 | Cover foil 0,2 mm | 0
E696 | Brand : Hettich, Cat no. :E696 | Spacing bolt width 8, l=20, | 0
E697 | Brand : Hettich, Cat no. :E697 | Control panel cpl. 230V | 0
E698 | Brand : Hettich, Cat no. :E698 | Hinge | 0
E699 | Brand : Hettich, Cat no. :E699 | Lock cpl. 230V | 0
E700 | Brand : Hettich, Cat no. :E700 | Lid, varnished | 0
E701 | Brand : Hettich, Cat no. :E701 | Lining plate, varnished | 0
E702 | Brand : Hettich, Cat no. :E702 | Lining plate complete | 0
E703 | Brand : Hettich, Cat no. :E703 | Upper part with screen print | 0
E704 | Brand : Hettich, Cat no. :E704 | Centrifuging chamber cpl. | 0
E705 | Brand : Hettich, Cat no. :E705 | Sealing | 0
E706 | Brand : Hettich, Cat no. :E706 | Sealing | 0
E707 | Brand : Hettich, Cat no. :E707 | Folded bellows | 0
E708 | Brand : Hettich, Cat no. :E708 | Hood (for frequency motor) | 0
E709 | Brand : Hettich, Cat no. :E709 | Lower part, varnished | 0
E710 | Brand : Hettich, Cat no. :E710 | Anti-twist-device D 40for | 0
E711 | Brand : Hettich, Cat no. :E711 | Elastic buffer | 0
E712 | Brand : Hettich, Cat no. :E712 | Front panel, varnished | 0
E713 | Brand : Hettich, Cat no. :E713 | Back wall, varnished | 0
E714 | Brand : Hettich, Cat no. :E714 | Side panel left, varnished | 0
E715 | Brand : Hettich, Cat no. :E715 | Side panel right, varnished | 0
E716 | Brand : Hettich, Cat no. :E716 | Screw KA 50x12 WN-1441 A2 | 0
E717 | Brand : Hettich, Cat no. :E717 | Washer 12x4,3x1 PE nat | 0
E718 | Brand : Hettich, Cat no. :E718 | Screw KA 50x30 WN-1442 | 0
E719 | Brand : Hettich, Cat no. :E719 | Contact metal | 0
E720 | Brand : Hettich, Cat no. :E720 | Panel (dark grey) | 0
E721 | Brand : Hettich, Cat no. :E721 | Gas spring 115N | 0
E722 | Brand : Hettich, Cat no. :E722 | U-head G6x12 | 0
E723 | Brand : Hettich, Cat no. :E723 | Bolt for forked head 6x12 SXN01 | 0
E724 | Brand : Hettich, Cat no. :E724 | Bolt | 0
E725 | Brand : Hettich, Cat no. :E725 | Bolt | 0
E726 | Brand : Hettich, Cat no. :E726 | Shim ring 9x1 DIN 471 | 0
E727 | Brand : Hettich, Cat no. :E727 | Flat spring | 0
E728 | Brand : Hettich, Cat no. :E728 | Radio suppression filter 250V 4A | 0
E729 | Brand : Hettich, Cat no. :E729 | Motor complete (for replacemen | 0
E730 | Brand : Hettich, Cat no. :E730 | Tachometer | 0
E731 | Brand : Hettich, Cat no. :E731 | Rubber bearing complete | 0
E732 | Brand : Hettich, Cat no. :E732 | Anti-twist-device D 25 for | 0
E733 | Brand : Hettich, Cat no. :E733 | Resistor DrZe 330/10% 45W | 0
E734 | Brand : Hettich, Cat no. :E734 | Control panel cpl. | 0
E735 | Brand : Hettich, Cat no. :E735 | Control panel cpl. | 0
E736 | Brand : Hettich, Cat no. :E736 | Plate for electronics | 0
E737 | Brand : Hettich, Cat no. :E737 | Output section | 0
E738 | Brand : Hettich, Cat no. :E738 | Fuse link T8A (5x20) | 0
E739 | Brand : Hettich, Cat no. :E739 | PCB operating controller 230V | 0
E740 | Brand : Hettich, Cat no. :E740 | Operating controller | 0
E741 | Brand : Hettich, Cat no. :E741 | Fuse link T50mA (5x20) | 0
E742 | Brand : Hettich, Cat no. :E742 | Control lead (500mm) curved | 0
E743 | Brand : Hettich, Cat no. :E743 | Control lead (180mm) straight | 0
E744 | Brand : Hettich, Cat no. :E744 | Control lead (365mm) curved | 0
E745 | Brand : Hettich, Cat no. :E745 | Control lead (445mm) curved | 0
E746 | Brand : Hettich, Cat no. :E746 | Control lead complete | 0
E747 | Brand : Hettich, Cat no. :E747 | Control lead complete | 0
E748 | Brand : Hettich, Cat no. :E748 | Modification kit for | 0
E749 | Brand : Hettich, Cat no. :E749 | Ventilator cpl. 230V 50Hz | 0
E750 | Brand : Hettich, Cat no. :E750 | Air duct complete | 0
E751 | Brand : Hettich, Cat no. :E751 | Dryer F-Bl 032sm 6mm | 0
E752 | Brand : Hettich, Cat no. :E752 | Temperature sensor (lid) | 0
E753 | Brand : Hettich, Cat no. :E753 | Finely-fluted matting | 0
E754 | Brand : Hettich, Cat no. :E754 | Plug housing 2-pole | 0
E755 | Brand : Hettich, Cat no. :E755 | Compressor L57TN 230/240V 50Hz | 0
E756 | Brand : Hettich, Cat no. :E756 | Thermal overload switch | 0
E757 | Brand : Hettich, Cat no. :E757 | Relay 9660A-131 2008Z0S | 0
E758 | Brand : Hettich, Cat no. :E758 | Starting capacitor 47-56MF | 0
E759 | Brand : Hettich, Cat no. :E759 | Rubber ring | 0
E774 | Brand : Hettich, Cat no. :E774 | Jumper for electronics | 0
E775 | Brand : Hettich, Cat no. :E775 | Locking shackle 10-pole | 0
E776 | Brand : Hettich, Cat no. :E776 | Locking shackle 16-pole | 0
E777 | Brand : Hettich, Cat no. :E777 | Cover foil for PCB operating | 0
E800M | BIOLOGICAL TRINOCULAR E800M |  | 0
E800MFLUORESCENT | E800M with FL-800 fluorescent kits |  | 0
E808 | Brand : Hettich, Cat no. :E808 | Damper with strap | 0
E811 | Brand : Hettich, Cat no. :E811 | Lid with screen print EBA 8S | 0
E812 | Brand : Hettich, Cat no. :E812 | Switch OFF plug box 6,3 | 0
E813 | Brand : Hettich, Cat no. :E813 | Back wall, varnished | 0
E814 | Brand : Hettich, Cat no. :E814 | Temperature protection | 0
E816 | Brand : Hettich, Cat no. :E816 | Sealing ring | 0
E821 | Brand : Hettich, Cat no. :E821 | Frequency motor 230V | 0
E822 | Brand : Hettich, Cat no. :E822 | Frequency motor 230V | 0
E823 | Brand : Hettich, Cat no. :E823 | Frequency motor 115V | 0
E825 | Brand : Hettich, Cat no. :E825 | Tacho 180mm (R2=1KOhm) | 0
E827 | Brand : Hettich, Cat no. :E827 | Radio suppression filter 250V 2,5A | 0
E829 | Brand : Hettich, Cat no. :E829 | Control panel cpl. 230V 50/60Hz | 0
E830 | Brand : Hettich, Cat no. :E830 | Control panel cpl. 230V | 0
E831 | Brand : Hettich, Cat no. :E831 | Output section | 0
E831-1 | Brand : Hettich, Cat no. :E831-1 | Output section 230V 50/60Hz | 0
E832 | Brand : Hettich, Cat no. :E832 | Circuit board, supply, for | 0
E834 | Brand : Hettich, Cat no. :E834 | Circuit board, supply, for | 0
E835 | Brand : Hettich, Cat no. :E835 | Control lead (300 mm) cvd. | 0
E837 | Brand : Hettich, Cat no. :E837 | Cover foil for electronics | 0
E838 | Brand : Hettich, Cat no. :E838 | Rubber ring | 0
E839 | Brand : Hettich, Cat no. :E839 | Motor cover | 0
E840 | Brand : Hettich, Cat no. :E840 | Motor cover | 0
E841 | Brand : Hettich, Cat no. :E841 | Sealing ring | 0
E842 | Brand : Hettich, Cat no. :E842 | Control lead 130/cvd 10 pole | 0
E843 | Brand : Hettich, Cat no. :E843 | Control lead 130/cvd 16 pole | 0
E844 | Brand : Hettich, Cat no. :E844 | Compressor AEZ 4430Y | 0
E849 | Brand : Hettich, Cat no. :E849 | Resistance DrZe 82/10% 45W | 0
E850 | Brand : Hettich, Cat no. :E850 | Motor complete | 0
E853 | Brand : Hettich, Cat no. :E853 | Motor EM 87-30,230V 400/min | 0
E854 | Brand : Hettich, Cat no. :E854 | Carbon brush 122 07, 8x6,4x24 | 0
E855 | Brand : Hettich, Cat no. :E855 | Electronics assembly 50Hz | 0
E858 | Brand : Hettich, Cat no. :E858 | Switch OFF (4,8) | 0
E859 | Brand : Hettich, Cat no. :E859 | START key | 0
E860 | Brand : Hettich, Cat no. :E860 | Lamp, green | 0
E861 | Brand : Hettich, Cat no. :E861 | Time switch (60 min) | 0
E862 | Brand : Hettich, Cat no. :E862 | Speed indicator (0-6000) | 0
E863 | Brand : Hettich, Cat no. :E863 | Potentiometer/speed indication | 0
E864 | Brand : Hettich, Cat no. :E864 | Fuse insert T500ma (5x20) | 0
E866 | Brand : Hettich, Cat no. :E866 | Radio suppression filter 250V 3,4A | 0
E867 | Brand : Hettich, Cat no. :E867 | Potentiometer/speed indication | 0
E868 | Brand : Hettich, Cat no. :E868 | Speed indicator (0-15000) | 0
E869 | Brand : Hettich, Cat no. :E869 | Time switch (15 min) | 0
E870 | Brand : Hettich, Cat no. :E870 | Control lead 125/str 16pol | 0
E871 | Brand : Hettich, Cat no. :E871 | Control lead 150/cvd 10 pole | 0
E874 | Brand : Hettich, Cat no. :E874 | Ventilator 230V 50/60Hz 15/17W | 0
E880 | Brand : Hettich, Cat no. :E880 | Lid complete | 0
E881 | Brand : Hettich, Cat no. :E881 | Motor cover | 0
E882 | Brand : Hettich, Cat no. :E882 | Spacing bolt | 0
E883 | Brand : Hettich, Cat no. :E883 | Circuit board, supply, for | 0
E884 | Brand : Hettich, Cat no. :E884 | Circuit board, supply, for | 0
E886 | Brand : Hettich, Cat no. :E886 | Protection against temperature exceeding | 0
E887 | Brand : Hettich, Cat no. :E887 | Control panel cpl.230V | 0
E889 | Brand : Hettich, Cat no. :E889 | Control lead 16-/10 pole | 0
E890 | Brand : Hettich, Cat no. :E890 | Control lead 10 pole | 0
E891 | Brand : Hettich, Cat no. :E891 | Fuse insert T1,6AH (5x20) | 0
E892 | Brand : Hettich, Cat no. :E892 | Cover foil | 0
E893 | Brand : Hettich, Cat no. :E893 | Sealing ring for lid | 0
E894 | Brand : Hettich, Cat no. :E894 | Hinge with brake for | 0
E894-1 | Brand : Hettich, Cat no. :E894-1 | Hinge without brake for | 0
E895 | Brand : Hettich, Cat no. :E895 | Temperature sensor cpl. | 0
E896 | Brand : Hettich, Cat no. :E896 | Temperature protection | 0
E897 | Brand : Hettich, Cat no. :E897 | Compressor 220-240V 50Hz 470W | 0
E899 | Brand : Hettich, Cat no. :E899 | Radio suppression filter 230V | 0
E900 | Brand : Hettich, Cat no. :E900 | Lid complete | 0
E901 | Brand : Hettich, Cat no. :E901 | Lid lining | 0
E902 | Brand : Hettich, Cat no. :E902 | Spiral spring pin ISO 8750-4x24-A2 | 0
E903 | Brand : Hettich, Cat no. :E903 | Circuit board cpl. for | 0
E904 | Brand : Hettich, Cat no. :E904 | Circuit board cpl. | 0
E905 | Brand : Hettich, Cat no. :E905 | Frequency motor 230V | 0
E906 | Brand : Hettich, Cat no. :E906 | Tacho | 0
E907 | Brand : Hettich, Cat no. :E907 | Motor cover | 0
E908 | Brand : Hettich, Cat no. :E908 | Folded bellows | 0
E909 | Brand : Hettich, Cat no. :E909 | Static frequency converter for | 0
E911 | Brand : Hettich, Cat no. :E911 | Fuse insert T2A,L (5x20) | 0
E912 | Brand : Hettich, Cat no. :E912 | Braking chopper | 0
E913 | Brand : Hettich, Cat no. :E913 | Connector plug snap-in | 0
E914 | Brand : Hettich, Cat no. :E914 | Fuse insert T5A,H (5x20) | 0
E915 | Brand : Hettich, Cat no. :E915 | Radio suppression filter 250V 4A | 0
E916 | Brand : Hettich, Cat no. :E916 | Compressor CAE4440Y | 0
E917 | Brand : Hettich, Cat no. :E917 | Relay for compressor CAE 4440Y | 0
E918 | Brand : Hettich, Cat no. :E918 | Thermal overload switch | 0
E919 | Brand : Hettich, Cat no. :E919 | Starting capacitor for CAE | 0
E920 | Brand : Hettich, Cat no. :E920 | Temperature sensor (lid) | 0
E921 | Brand : Hettich, Cat no. :E921 | Temperature sensor (liquefyer) | 0
E922 | Brand : Hettich, Cat no. :E922 | Temperature sensor cpl. (chamber) | 0
E923 | Brand : Hettich, Cat no. :E923 | Motor housing | 0
E924 | Brand : Hettich, Cat no. :E924 | Cover cpl. | 0
E925 | Brand : Hettich, Cat no. :E925 | Cover cpl. ROTANTA 96R, ROTINA 48R | 0
E926 | Brand : Hettich, Cat no. :E926 | Lining plate, varnished | 0
E927 | Brand : Hettich, Cat no. :E927 | Lining plate varnished | 0
E928 | Brand : Hettich, Cat no. :E928 | Back wall, varnished | 0
E929 | Brand : Hettich, Cat no. :E929 | Back wall, varnished | 0
E930 | Brand : Hettich, Cat no. :E930 | Front panel varnished | 0
E932 | Brand : Hettich, Cat no. :E932 | Ventilator grill | 0
E934 | Brand : Hettich, Cat no. :E934 | Circuit board for variable | 0
E935 | replaced by E1887 | Circuit board, supply, for | 0
E936 | Brand : Hettich, Cat no. :E936 | Control panel cpl. 230V 50/60Hz | 0
E937 | Brand : Hettich, Cat no. :E937 | Control panel cpl. | 0
E939 | Brand : Hettich, Cat no. :E939 | PCB operating controller 230V | 0
E941 | Brand : Hettich, Cat no. :E941 | Motor cpl. | 0
E942 | Brand : Hettich, Cat no. :E942 | Control panel cpl. 230V 50/60Hz | 0
E943 | Brand : Hettich, Cat no. :E943 | Lid complete | 0
E950 | Brand : Hettich, Cat no. :E950 | Circuit board, refrigeration, | 0
E952 | Brand : Hettich, Cat no. :E952 | Circuit board for electronics | 0
E954 | Brand : Hettich, Cat no. :E954 | Adjusting knob (control panel) | 0
E955 | Brand : Hettich, Cat no. :E955 | Lock nut | 0
E956 | Brand : Hettich, Cat no. :E956 | Lock nut | 0
E958 | Brand : Hettich, Cat no. :E958 | Buffer | 0
E961 | Brand : Hettich, Cat no. :E961 | Motor cover | 0
E962 | Brand : Hettich, Cat no. :E962 | Control panel cpl. | 0
E963 | Brand : Hettich, Cat no. :E963 | Connector plug snap-in | 0
E964 | Brand : Hettich, Cat no. :E964 | Temperature sensor (chamber) 60鳦 | 0
E965 | Brand : Hettich, Cat no. :E965 | Resistance Br (400W) | 0
E966 | Brand : Hettich, Cat no. :E966 | Motor cover | 0
E967 | Brand : Hettich, Cat no. :E967 | Sealing between motor and centrifuging | 0
E968 | Brand : Hettich, Cat no. :E968 | Pulley block, welded | 0
E969 | Brand : Hettich, Cat no. :E969 | Hood | 0
E970 | Brand : Hettich, Cat no. :E970 | Lining plate | 0
E971 | Brand : Hettich, Cat no. :E971 | Lining plate varnished | 0
E973 | Brand : Hettich, Cat no. :E973 | Compressor 230-240V 50Hz | 0
E975 | Brand : Hettich, Cat no. :E975 | Circuit board cpl. for | 0
E976 | Brand : Hettich, Cat no. :E976 | Static frequency converter | 0
E977 | Brand : Hettich, Cat no. :E977 | Lining plate | 0
E978 | Brand : Hettich, Cat no. :E978 | Back wall, varnished | 0
E979 | Brand : Hettich, Cat no. :E979 | Connecting cable 16A 250V | 0
E980 | Brand : Hettich, Cat no. :E980 | Radio supression filter | 0
E982 | Brand : Hettich, Cat no. :E982 | Temperature sensor (suction tube) | 0
E984 | Brand : Hettich, Cat no. :E984 | Lid with inscription | 0
E986 | Brand : Hettich, Cat no. :E986 | Lock, 1 switch, with stroke | 0
E989 | Brand : Hettich, Cat no. :E989 | Sleeve housing 2-pole | 0
E990 | Brand : Hettich, Cat no. :E990 | Plug housing | 0
E991 | Brand : Hettich, Cat no. :E991 | Module-socket plate | 0
E992 | Brand : Hettich, Cat no. :E992 | Code profile for module | 0
E993 | Brand : Hettich, Cat no. :E993 | Coding pin for module | 0
E994 | Brand : Hettich, Cat no. :E994 | Plug housing | 0
E995 | Brand : Hettich, Cat no. :E995 | Plug housing | 0
E996 | Brand : Hettich, Cat no. :E996 | Cable tie 300 mm | 0
E997 | Brand : Hettich, Cat no. :E997 | Fuse insert T3,15AH (5x20) | 0
E998 | Brand : Hettich, Cat no. :E998 | Cover disk | 0
EA572AD | ESCO PIN PUNCH |  | 0
EARMFOCUSRACK | E arm focus rack |  | 0
EB1X20WCHAFITUV | EB1 X 20W CHANNEL FITTING C/W JAPAN |  | 0
EC59 | MILWAUKEE POCKET SIZE EC/TDS/ TEMP METER | MODEL: EC59 | 0
EC60 | MILWAUKEE POCKET SIZE EC/TDS/ TEMP METER | MODEL: EC60 | 0
ECCON603K | ECOSCAN CON6 IN KIT |  | 0
ECFC72521018 | Electrode, Plastic Body Single Junction | pH Combination | 0
ECFC72522 | general purpose pH electrodes |  | 0
ECFC72522R01B | Electrode, Plastic -Body 2-junc.Gel Fill |  | 0
ECOMET300 | PEDESTAL POLISHING MACHINE |  | 0
ECOTESTRPH2 | EcoTestr pH 2 | Waterproof EcoTestr pH 2 | 0
ECP0.485-2.165 | PIN GAUGE |  | 0
ECSCAN20 | waterproof pocket conductivity and | temperature tester Lida, Ecscan 20 | 0
ED2L | Tablet Disintegration Test Apparatus | ED-2L | 0
ED60 | ED-60 | DRY CABINET | 0
EI0.58-0.59 | Eisen EP Series Pin Gage 0.58&0.59mm |  | 0
EIS EP-9A | EISEN EP-9A |  | 0
EIS EP-9B | EISEN EP-9B |  | 0
EIS0.11 | Eisen Ind. Pin Gage EP-Series | Size: 0.11mm | 0
EIS0.12 | Eisen Ind. Pin Gage EP Series 0.12MM |  | 0
EIS0.13 | Eisen Ind. Pin Gage EP Series 0.13MM |  | 0
EIS0.14 | Eisen Ind. Pin Gage EP Series 0.14MM |  | 0
EIS0.15 | Eisen Ind. Pin Gage, EP Series 0.15MM |  | 0
EIS-0.2 | 0.20,0.30 & 0.40mm |  | 0
EIS0.20 | Eisen EP Series Ind.Pin Gage Size:0.20mm |  | 0
EIS0.210 | Eisen EP Series Ind. Pin Gage 0.210mm |  | 0
EIS0.22 | Eisen Ind. Pin Gage EP Series | Size: 0.22mm | 0
EIS0.30 | Eisen EP Series Ind.Pin Gage Size:0.30mm |  | 0
EIS0.39 | Eisen Ind. Pin Gage EP Series | Size: 0.39 | 0
EIS0.40 | Eisen EP Series Ind.Pin Gage Size:0.40mm |  | 0
EIS-0.5 | 0.50 to 0.90mm STEP:0.05mm |  | 0
EIS0.50 | Eisen Individual Pin Gage, EP Series | Size: 0.50mm | 0
EIS0.55 | Eisen Individual Pin Gage, EP Series | Size: 0.55mm | 0
EIS0.57 | Eisen Ind. Pin Gage EP-Series | Size: 0.57MM | 0
EIS0.58 | Eisen Ind. Pin Gage EP-Series | SIZE :0.58MM | 0
EIS0.59 | Eisen Ind. Pin Gage EP-Series | SIZE :0.59MM | 0
EIS0.60 | Eisen Individual Pin Gage, EP Series | Size: 0.60mm | 0
EIS0.66 | Eisen Individual Pin Gage EP Series | Dia: 0.66MM | 0
EIS0.70 | Eisen Ind. Pin Gage EP-Series | Size: 0.70mm | 0
EIS0.721 | Eisen EP Series Ind. Pin Gage | Dia: 0.721mm | 0
EIS0.79 | Eisen Individual Pin Gage EP Series | Dia: 0.79MM | 0
EIS0.80 | Eisen Ind. Pin Gage EP-Series | Size: 0.80mm | 0
EIS0.803 | Eisen EP Series Pin Gage | Dia: 0.803 | 0
EIS0.804 | Eisen EP Series Pin Gage | Dia: 0.804 | 0
EIS0.805 | Eisen EP Ind. Pin Gage Size: 0.805mm |  | 0
EIS0.825 | Eisen Ind. Pin Gage EP Series | Size: 0.825mm | 0
EIS0.826 | Eisen EP Series Pin Gage | Dia: 0.826 | 0
EIS0.827 | Eisen EP Series Pin Gage | Dia: 0.827 | 0
EIS0.90 | Eisen Ind. Pin Gage EP-Series | Size: 0.90mm | 0
EIS-1.0 | 1.00 & 1.10mm |  | 0
EIS1.0 | Eisen Individual Pin Gage, EP Series |  | 0
EIS1.00 | Eisen EP Series Ind. Pin Gage | size: 1.00mm | 0
EIS1.00-5.00 | Size: 1.00, 2.00. 3.00. 4.00, 5.00mm |  | 0
EIS1.08 | Eisen Ind. Pin Gage, EP Series | Size: 1.08mm | 0
EIS-1.1 | 1.10 to 1.30mm STEP:0.05mm |  | 0
EIS1.10 | Eisen EP Series Ind. Pin Gage | 1.10mm | 0
EIS1.105 | BRAND : EISEN | INDIVIDUAL PIN GAUGE SIZE:1.105 | 0
EIS1.143 | BRAND : EISEN | INDIVIDUAL PIN GAUGE SIZE:1.143 | 0
EIS1.175 | Eisen Ind. Pin Gage, EP Series | Size: 1.175mm | 0
EIS1.18 | Eisen Ind. Pin Gage, EP Series | Size: 1.18mm | 0
EIS1.181 | BRAND : EISEN | INDIVIDUAL PIN GAUGE SIZE:1.181 | 0
EIS1.185 | PIN GAUGE Size: 1.185 |  | 0
EIS1.19 | Eisen Ind. Pin Gage, EP Series | Size: 1.19mm | 0
EIS1.20 | Eisen Ind. Pin Gage, EP Series | Size: 1.20mm | 0
EIS1.214 | Eisen Ind Pin Gage Dia: 1.214mm |  | 0
EIS1.219 | BRAND : EISEN | INDIVIDUAL PIN GAUGE SIZE:1.219 | 0
EIS1.22 | EISEN IND. PIN GAGE EK SERIES | SIZE : 1.22MM | 0
EIS1.234 | Eisen Ind Pin Gage Dia: 1.234mm |  | 0
EIS1.350 | Eisen Ind. Pin Gage Custom Made | Size: 1.350mm | 0
EIS1.38 | Eisen Ind. Pin Gage, EP Series | Size: 1.38mm | 0
EIS1.39 | Eisen Ind. Pin Gage, EP Series | Size: , 1.39mm | 0
EIS1.400 | Eisen Ind. Pin Gage Custom Made | Size: 1.400mm | 0
EIS1.41 | Eisen Ind. Pin Gage, EP Series | Size: 1.41mm | 0
EIS1.450 | Eisen Ind. Pin Gage Custom Made | Size: 1.450mm | 0
EIS1.459 | Eisen Ind. Pin Gage Custom Made | Size: 1.459mm | 0
EIS1.50 | EISEN IND. PIN GAGE EK SERIES | SIZE : 1.50MM | 0
EIS1.500 | Eisen EP Series Pin Gage |  | 0
EIS1.525 | BRAND : EISEN | INDIVIDUAL PIN GAUGE SIZE:1.525 | 0
EIS1.54 | EISEN IND. PIN GAGE EK SERIES | SIZE : 1.54MM | 0
EIS1.550 | Eisen Ind. Pin Gage Custom Made | Size: 1.550mm | 0
EIS1.563 | BRAND : EISEN | INDIVIDUAL PIN GAUGE SIZE:1.563 | 0
EIS1.575 | Eisen Ind. Pin Gage EP Series | Size: 1.575mm | 0
EIS1.599 | BRAND : EISEN | INDIVIDUAL PIN GAUGE SIZE:1.599 | 0
EIS-1.6 | 1.60 &1.70mm |  | 0
EIS1.60 | Eisen EP Series Ind. Pin Gage | 1.60 mm | 0
EIS1.600 | Eisen Ind. Pin Gage Custom Made | Size: 1.600mm | 0
EIS1.601 | BRAND : EISEN | INDIVIDUAL PIN GAUGE SIZE:1.601 | 0
EIS-1.61 | 1.61 & 2.12mm |  | 0
EIS-1.615 | 1.615mm |  | 0
EIS1.615 | Eisen EP Series Pin Gage | Dia: 1.615 | 0
EIS1.616 | Eisen EP Series Pin Gage | Dia: 1.616 | 0
EIS1.617 | Eisen EP Series Pin Gage | Dia: 1.617 | 0
EIS1.618 | Eisen EP Series Pin Gage | Dia: 1.618 | 0
EIS1.637 | BRAND : EISEN | INDIVIDUAL PIN GAUGE SIZE:1.637 | 0
EIS1.639 | BRAND : EISEN | INDIVIDUAL PIN GAUGE SIZE:1.639 | 0
EIS1.650 | Eisen Ind. Pin Gage Custom Made | Size: 1.650 mm | 0
EIS1.657 | Eisen Ind. Pin Gage EP-Series | Size: 1.657 | 0
EIS1.678 | BRAND : EISEN | INDIVIDUAL PIN GAUGE SIZE:1.678 | 0
EIS1.695 | Eisen Ind. Pin Gage EP-Series | Size: 1.695mm | 0
EIS-1.7 | Eisen Ind. Pin Gage EP Series Dia:1.7mm |  | 0
EIS1.70 | Eisen EP Series Ind. Pin Gage | 1.70mm | 0
EIS1.704 | BRAND : EISEN | INDIVIDUAL PIN GAUGE SIZE:1.704 | 0
EIS1.706 | Eisen Ind. Pin Gage, EP Series | Size: 1.706mm | 0
EIS1.715 | BRAND : EISEN | INDIVIDUAL PIN GAUGE SIZE:1.715 | 0
EIS1.719 | Eisen Ind. Pin Gage, EP Series | Size: 1.719mm | 0
EIS1.721 | Eisen Ind. Pin Gage, EP Series | Size: 1.721mm | 0
EIS1.725 | EISEN EX / ECP-type MASTER Individual |  | 0
EIS1.726 | BRAND : EISEN | INDIVIDUAL PIN GAUGE SIZE:1.726 | 0
EIS1.728 | Eisen EP Series Pin Gage |  | 0
EIS1.729 | Eisen Ind. Pin Gage EP Series | Size: 1.729 | 0
EIS1.750 | EISEN EP-type MASTER Individual |  | 0
EIS1.777 | Eisen Ind. Pin Gage EP Series | Size:1.777 | 0
EIS1.785 | PIN GAUGE Size: 1.785 |  | 0
EIS1.79 | EISEN IND. PIN GAGE EK SERIES | SIZE : 1.79MM | 0
EIS1.802 | BRAND : EISEN | INDIVIDUAL PIN GAUGE SIZE:1.802 | 0
EIS1.803 | Eisen EP Series Pin Gage |  | 0
EIS1.815 | PIN GAUGE | Size: 1.815 | 0
EIS1.82 | Eisen Ind. Pin Gage, EP Series | Size: 1.82mm | 0
EIS1.828 | Eisen Ind. Pin Gage Tol: +/- 0.001mm | Size: 1.828mm | 0
EIS1.880 | Eisen EP Series Pin Gage |  | 0
EIS1.970 | Eisen EP Series Pin Gage |  | 0
EIS1.982 | Eisen Ind. Pin Gage Tol: +/- 0.001mm | Size: 1.982mm | 0
EIS1.983 | Eisen Ind. Pin Gage EP Series | Size: 1.983 | 0
EIS1.986 | Eisen Ind. Pin Gage Tol: +/- 0.001mm | Size: 1.986mm | 0
EIS10.0 | Eisen Individual Pin Gage, EP Series | EIS10.0 | 0
EIS10.00 | Eisen EP Series Pin Gage 10.00mm |  | 0
EIS11.53 | Eisen Ind.Pin Gage EP Series | Size: 11.53 | 0
EIS11.800 | EISEN EP-Special(3-decimals)STANDARD |  | 0
EIS11PCS | Eisen EP 2.00, 2.02,3.00,3.02,4.00,4.02. | 4.50,4.52, 5.00, 5.02, 6.00mm | 0
EIS12.175 | Eisen Ind. Pin Gage EP Series | Size: 12.175mm | 0
EIS15.00 | Eisen EP Series Pin Gage 15.00mm |  | 0
EIS16PCS | 16 PCS Eisen Ind. Pin Gage |  | 0
EIS2.0 | Eisen Individual Pin Gage, EP Series | EIS2.0 | 0
EIS2.000 | Eisen Ind. Pin Gage Custom Made | Size: 2.000mm | 0
EIS2.033 | BRAND : EISEN | INDIVIDUAL PIN GAUGE SIZE:2.033 | 0
EIS2.050 | Eisen Ind. Pin Gage EP Series | Size: 2.050mm | 0
EIS2.052 | Eisen Ind. Pin Gage EP Series | Size: 2.052mm | 0
EIS2.058 | BRAND : EISEN | INDIVIDUAL PIN GAUGE SIZE:2.058 | 0
EIS2.075 | Eisen Ind. Pin Gage EP Series | Size: 2.075 mm | 0
EIS2.077 | Eisen Ind. Pin Gage EP Series | Size: 2.077mm | 0
EIS2.081 | Eisen Ind. Pin Gage EP Series | Size:2.081 | 0
EIS2.082 | BRAND : EISEN | INDIVIDUAL PIN GAUGE SIZE:2.082 | 0
EIS2.100 | Eisen Ind. Pin Gage Custom Made | Size: 2.100mm | 0
EIS2.145 | BRAND : EISEN | INDIVIDUAL PIN GAUGE SIZE:2.145 | 0
EIS2.175 | EISEN EX / ECP-type MASTER Individual |  | 0
EIS2.189 | Eisen Special Pin Gage |  | 0
EIS2.190 | Eisen Special Pin Gage |  | 0
EIS-2.215 | 2.215mm |  | 0
EIS2.223 | BRAND : EISEN | INDIVIDUAL PIN GAUGE SIZE:2.223 | 0
EIS2.247 | BRAND : EISEN | INDIVIDUAL PIN GAUGE SIZE:2.247 | 0
EIS2.267 | Eisen Ind. Pin Gage EP-Series | SIZE 2.267mm | 0
EIS2.271 | Eisen Ind. Pin Gage Tol: +/- 0.001mm | Size: 2.271mm | 0
EIS2.286 | Eisen EP Series Pin Gage |  | 0
EIS2.30 | Eisen Ind. Pin Gage EP Series | Size: 2.30 mm | 0
EIS2.305 | Eisen Ind. Pin Gage EP-Series | Size: 2.305 mm | 0
EIS2.325 | BRAND : EISEN | INDIVIDUAL PIN GAUGE SIZE:2.325 | 0
EIS2.329 | Eisen Ind. Pin Gage Tol: +/- 0.001mm | Size: 2.329mm | 0
EIS2.400 | Eisen Ind. Pin Gage Custom Made | Size: 2.400mm | 0
EIS2.415 | Eisen Ind. Pin Gage EP Series | Size:2.415 | 0
EIS2.513 | Eisen Ind. Pin Gage EP Series | Size:2.513mm | 0
EIS2.55 | Eisen Ind. Pin Gage EP Series | Size: 2.55 mm | 0
EIS2.550 | Eisen Ind. Pin Gage Custom Made | Size: 2.550mm | 0
EIS2.551 | Eisen Ind. Pin Gage Tol: +/- 0.001mm | Size: 2.551mm | 0
EIS2.56 | Eisen Individual Pin Gage EP Series | Size: 2.56 mm | 0
EIS2.60 | Eisen Ind. Pin Gage EP Series | Size: 2.60mm | 0
EIS2.625 | Eisen Individual Pin Gage EP Series | Size: 2.625 mm | 0
EIS2.649 | Eisen Ind. Pin Gage Tol: +/- 0.001mm | Size: 2.649mm | 0
EIS2.65 | Eisen EP Series Pin Gage Size: 2.65mm |  | 0
EIS2.650 | Eisen EP Series Pin Gage |  | 0
EIS2.651 | Eisen Ind. Pin Gage Tol: +/- 0.001mm | Size: 2.651mm | 0
EIS2.66 | Eisen Ceramic Pin Gage | Length: 40mm Dia: 2.66mm, Tol: 0/-0.0m | 0
EIS2.670 | Eisen EP Series Pin Gage |  | 0
EIS2.705 | Eisen Ind. Pin Gage EP-Series | Size: 2.705mm | 0
EIS2.719 | BRAND : EISEN | INDIVIDUAL PIN GAUGE SIZE:2.719 | 0
EIS2.729 | Eisen Pin Gage | Size: EX 2.729mm | 0
EIS2.730 | Eisen EP Series Pin Gage |  | 0
EIS2.749 | Eisen Ind. Pin Gage Tol: +/- 0.001mm | Size: 2.749mm | 0
EIS2.750 | Eisen EP Series Pin Gage |  | 0
EIS2.755 | Eisen Ind. Pin Gage Tol: +/- 0.001mm | Size: 2.755mm | 0
EIS2.833 | BRAND : EISEN | INDIVIDUAL PIN GAUGE SIZE:2.833 | 0
EIS2.869 | BRAND : EISEN | INDIVIDUAL PIN GAUGE SIZE:2.869 | 0
EIS2.875 | Eisen Ind. Pin Gage EP Series | Size: 2.875 mm | 0
EIS2.950 | EP-type MASTER Individual Pin Gauge, | Size : 2.950mm | 0
EIS2.971 | Eisen EP Series Ind. Pin Gage | Dia: 2.971mm | 0
EIS20.00 | Eisen EP Series Pin Gage 20.00mm |  | 0
EIS3.0 | Eisen Individual Pin Gage, EP Series | EIS3.0 | 0
EIS3.020 | Eisen EP Series Pin Gage |  | 0
EIS3.079 | Eisen Ind. Pin Gage Tol: +/- 0.001mm | Size: 3.079mm | 0
EIS3.151 | BRAND : EISEN | INDIVIDUAL PIN GAUGE SIZE:3.151 | 0
EIS3.226 | Eisen EP Series Individual Pin Gage |  | 0
EIS3.249 | BRAND : EISEN | INDIVIDUAL PIN GAUGE SIZE:3.249 | 0
EIS3.252 | Eisen EP Series Pin Gage |  | 0
EIS3.253 | Eisen Ind. Pin Gage EP Series | Size: 3.253 | 0
EIS3.262 | EISEN Pin Gauge GP 3.262 | Size: GP 3.262 (L=50mm, +0.002/-0) | 0
EIS3.278 | Eisen Ind. Pin Gage EP Series | Size: 3.278 | 0
EIS3.327 | Eisen Ind. Pin Gage EP Series | Size:3.327 | 0
EIS3.342 | EISEN Pin Gauge NP 3.342 | Size: NP 3.342 (L=50mm, -0.002/+0) | 0
EIS3.351 | Eisen Ind. Pin Gage EP Series | Size:3.351 | 0
EIS3.449 | Eisen Ind. Pin Gage Tol: +/- 0.001mm | Size: 3.449mm | 0
EIS3.45 | Eisen Ind.Pin Gage EM Series | Size:(-)3.45Mm | 0
EIS3.46 | Eisen EP Series Pin Gage Size: 3.46mm |  | 0
EIS3.481 | Eisen Ind. Pin Gage Tol: +/- 0.001mm | Size: 3.481mm | 0
EIS3.50 | Eisen Ind. Pin Gage EP Series | Size: 3.50 mm | 0
EIS3.506 | Eisen EP Series Pin Gage |  | 0
EIS3.507 | Eisen Ind. Pin Gage EP Series | Size: 3.507 | 0
EIS3.550 | Eisen EP Series Pin Gage |  | 0
EIS3.599 | Eisen Ind. Pin Gage Tol: +/- 0.001mm | Size: 3.599mm | 0
EIS3.605 | Eisen Ind. Pin Gage EP Series | Size:3.605 | 0
EIS3.631 | Eisen Ind. Pin Gage Tol: +/- 0.001mm | Size: 3.631mm | 0
EIS3.633 | Eisen EP Series Pin Gage |  | 0
EIS3.634 | Eisen Ind. Pin Gage Tol: +/- 0.001mm | Size: 3.634mm | 0
EIS3.650 | Eisen EP Series Pin Gage |  | 0
EIS3.663 | Eisen EP Series Pin Gage |  | 0
EIS3.681 | Eisen Ind. Pin Gage Custom Made | Size: 3.681mm | 0
EIS3.682 | Eisen Ind. Pin Gage Tol: +/- 0.001mm | Size: 3.682mm | 0
EIS3.683 | Eisen EP Series Pin Gage |  | 0
EIS3.708 | Eisen EP Series Pin Gage |  | 0
EIS3.720 | Eisen EP Series Individual Pin Gage |  | 0
EIS3.780 | Eisen EP Series Pin Gage |  | 0
EIS3.800 | Eisen EP Series Pin Gage |  | 0
EIS3.886 | Eisen EP Series Pin Gage |  | 0
EIS3.887 | Eisen EP Series Pin Gage |  | 0
EIS3.913 | Eisen Ind. Pin Gage EP-Series | Size: 3.913mm | 0
EIS3.961 | Eisen Ind. Pin Gage EP-Series | Size: 3.961mm | 0
EIS4.0 | Eisen Individual Pin Gage, EP Series | EIS4.0 | 0
EIS4.00 | Eisen Ind. Pin Gage EP-Series | Size: 4.00mm | 0
EIS4.06 | Eisen Individual Pin Gage EP Series | Size: 4.06 mm | 0
EIS4.100 | EP-type MASTER Pin Gauge, | Size : 4.100mm | 0
EIS4.125 | Eisen Individual Pin Gage EP Series | Size: 4.125mm | 0
EIS4.150 | EISEN EP-type MASTER Individual |  | 0
EIS4.151 | Eisen Ind. Pin Gage Tol: +/- 0.001mm | Size: 4.151mm | 0
EIS4.20 | Eisen Individual Pin Gage EP-Series | (Tol: +/-0.0005mm) Size: 4.20mm | 0
EIS4.320 | Eisen EP Series Pin Gage |  | 0
EIS4.340 | Eisen EP Series Pin Gage |  | 0
EIS4.360 | Eisen EP Series Individual Pin Gage |  | 0
EIS4.380 | Eisen EP Series Pin Gage |  | 0
EIS4.40 | Eisen Individual Pin Gage EP-Series | (Tol: +/-0.0005mm) Size: 4.40mm | 0
EIS4.440 | Eisen EP Series Pin Gage |  | 0
EIS4.450 | Eisen EP Series Pin Gage |  | 0
EIS4.451 | Eisen Pin Gage | Size: EX 4.451mm | 0
EIS4.460 | Eisen EP Series Pin Gage |  | 0
EIS4.485 | Eisen EP Series Pin Gage |  | 0
EIS4.504 | Eisen EP Series Pin Gage |  | 0
EIS4.549 | Eisen Pin Gage | Size: EX 4.549mm | 0
EIS4.60 | Eisen Individual Pin Gage EP-Series | (Tol: +/-0.0005mm) Size: 4.60mm | 0
EIS4.600 | Eisen EP Series Pin Gage |  | 0
EIS4.624 | Eisen EP Series Pin Gage |  | 0
EIS4.625 | Eisen Ind. Pin Gage EP Series | Size: 4.625, | 0
EIS4.700 | EP-type MASTER Pin Gauge, | Size : 4.700mm | 0
EIS4.723 | Eisen Ind. Pin Gage EP Series | Size:4.723 | 0
EIS4.724 | Eisen EP Series Pin Gage |  | 0
EIS4.770 | EP-type MASTER Pin Gauge, | Size : 4.770mm | 0
EIS4.832 | Eisen EP Series Pin Gage |  | 0
EIS4.92 | Eisen Individual Pin Gage EP Series | Size: 4.92 mm | 0
EIS4.922 | Eisen EP Series Pin Gage |  | 0
EIS4.95 | Eisen Individual Pin Gage EP-Series | (Tol: +/-0.0005mm) Size: 4.95mm | 0
EIS4.950 | Eisen EP Series Pin Gage |  | 0
EIS5.0 | Eisen Individual Pin Gage, EP Series | EIS5.0 | 0
EIS5.080 | Eisen EP Series Pin Gage |  | 0
EIS5.081 | Eisen Ind. Pin Gage EP Series | Size:5.081 | 0
EIS5.106 | Eisen EP Series Pin Gage |  | 0
EIS5.15 | Eisen Individual Pin Gage EP Series | Size: 5.15 mm | 0
EIS5.150 | Eisen EP Series Pin Gage |  | 0
EIS5.190 | Eisen EP Series Pin Gage |  | 0
EIS5.20 | Eisen Individual Pin Gage Ep Series |  | 0
EIS5.206 | Eisen EP Series Pin Gage |  | 0
EIS5.231 | Eisen Ind. Pin Gage EP Series | Size:5.231 | 0
EIS5.232 | Eisen EP Series Pin Gage |  | 0
EIS5.236 | Eisen EP Series Pin Gage |  | 0
EIS5.30 | Eisen Individual Pin Gage Ep Series |  | 0
EIS5.390 | Eisen EP Series Pin Gage |  | 0
EIS5.40 | Eisen Individual Pin Gage Ep Series |  | 0
EIS5.487 | Eisen EP Series Pin Gage |  | 0
EIS5.501 | Eisen Ind. Pin Gage Tol: +/- 0.001mm | Size: 5.501mm | 0
EIS5.560 | Eisen EP Series Pin Gage |  | 0
EIS5.563 | Eisen EP Series Pin Gage |  | 0
EIS5.587 | Eisen EP Series Pin Gage |  | 0
EIS5.649 | Eisen Pin Gage | EIS5.649 | 0
EIS5.767 | Eisen Ind. Pin Gage EP Series | Size:5.767 | 0
EIS5.802 | EISEN Pin Gauge GP5.802 | Size: GP5.802 (L=50mm, -0.002/+0) | 0
EIS5.878 | Eisen EP Series Individual Pin Gage |  | 0
EIS5.882 | EISEN Pin Gauge NP5.802 | Size: NP5.802 (L=50mm, -0.002/+0) | 0
EIS5.917 | Eisen Ind. Pin Gage EP Series | Size:5.917 | 0
EIS5.925 | Eisen Ind. Pin Gage EP Series | Size: 5.925mm | 0
EIS5.95 | Eisen Individual Pin Gage EP Series | Size: 5.95mm | 0
EIS6.0 | Eisen Individual Pin Gage, EP Series | EIS6.0 | 0
EIS6.02 | Eisen EP Series Ind. Pin Gage Size:6.02 |  | 0
EIS6.05 | Eisen Individual Pin Gage EP Series | Size: 6.05mm | 0
EIS6.07 | Eisen Individual Pin Gage Ep Series |  | 0
EIS6.476 | Eisen Ind. Pin Gage Tol: +/- 0.001mm | Size: 6.476mm | 0
EIS6.650 | Eisen Ind. Pin Gage EP Series |  | 0
EIS6.700 | Eisen Ind. Pin Gage EP Series |  | 0
EIS6.750 | Eisen Ind. Pin Gage EP Series |  | 0
EIS7.0 | Eisen Individual Pin Gage, EP Series | EIS7.0 | 0
EIS7.425 | Eisen Ind. Pin Gage EP Series | Size: 7.425mm | 0
EIS7.494 | Eisen Ind. Pin Gage Tol: +/- 0.001mm | Size: 7.494mm | 0
EIS7.699 | Eisen Ind. Pin Gage Tol: +/- 0.001mm | Size: 7.699mm | 0
EIS7.746 | Eisen Ind. Pin Gage Tol: +/- 0.001mm | Size: 7.746mm | 0
EIS8.0 | Eisen Individual Pin Gage, EP Series | EIS8.0 | 0
EIS8.01 | Eisen Individual Pin Gage Ep Series |  | 0
EIS8.02 | Eisen Individual Pin Gage Ep Series |  | 0
EIS8.03 | Eisen Individual Pin Gage Ep Series |  | 0
EIS8.04 | Eisen Individual Pin Gage Ep Series |  | 0
EIS8.05 | EISEN IND PIN GAUGE, 8.05MM |  | 0
EIS8.150 | Eisen Ind. Pin Gage EP Series |  | 0
EIS8.20 | Eisen Individual Pin Gage EP-Series | (Tol: +/-0.0005mm) Size: 8.20mm | 0
EIS8.200 | Eisen Ind. Pin Gage EP Series |  | 0
EIS8.250 | Eisen Ind. Pin Gage EP Series |  | 0
EIS8.70 | EISEN IND PIN GAUGE, 8.70MM |  | 0
EIS87PCS | 87 PCS Eisen Ind. Pin Gage |  | 0
EIS9.0 | Eisen Individual Pin Gage, EP Series | EIS9.0 | 0
EIS9.60 | Eisen Individual Pin Gage EP-Series | (Tol: +/-0.0005mm) Size: 9.60mm | 0
EISEC1.590 | Eisen EC Series Ceramic Pin Gage 1.590mm |  | 0
EISEG1.01MM | EISEN EG PIN GAUGE 1.01MM |  | 0
EISEG1.02MM | EISEN EG PIN GAUGE 1.02MM |  | 0
EISEG1.05MM | EISEN EG PIN GAUGE 1.05MM |  | 0
EISEG1.60MM | EISEN EG PIN GAUGE 1.60MM |  | 0
EISEG1.80MM | EISEN EG PIN GAUGE 1.80MM |  | 0
EISEG2.0MM | EISEN EG PIN GAUGE 2.0MM |  | 0
EISEG3.0MM | EISEN EG PIN GAUGE 3.0MM |  | 0
EISEG4.0MM | EISEN EG PIN GAUGE 4.0MM |  | 0
EISEL0 | Eisen EL Pin Gage |  | 0
EISEL1 | Eisen Pin Gage Set No. EL-1 |  | 0
EISEM0(+) | Eisen Pin Gage Set , Set No. EM-0 (+) |  | 0
EISEM0.100+ | Eisen Ind. Pin Gage EM Series (+) | Dia: 0.100 (+) | 0
EISEM0.110+ | Eisen Ind. Pin Gage EM Series (+) | Dia: 0.110 (+) | 0
EISEM0.140+ | Eisen Ind. Pin Gage EM Series (+) | Dia: 0.140 (+) | 0
EISEM0.150+ | Eisen Ind. Pin Gage EM Series (+) | DIa: 0.150 (+) | 0
EISEM0.300MM | EISEM EM PIN GAUGE(-)0.300MM |  | 0
EISEM0.500MM | EISEN EM PIN GAUGE(-)0.500MM |  | 0
EISEM0.700MM | EISEN EM PIN GAUGE(-)0.700MM |  | 0
EISEM0.850MM | EISEN EM PIN GAUGE(-)0.850MM |  | 0
EISEM00(+) | Eisen Pin Gage Set , Set No. EM-00 (+) |  | 0
EISEM1(+) | PIN GAUGE SET, (1.550-6.275x0.025mm) | BRAND:EISEN, MODEL:EM-1(+), 190pcs/set | 0
EISEM1.525MM | EISEN EM PIN GAUGE(-)1.525MM |  | 0
EISEM2.500MM | EISEN EM PIN GAUGE(-)2.500MM |  | 0
EISEM2.700MM | EISEN EM PIN GAUGE(-)2.700MM |  | 0
EISEM3.255MM(-) | EM TYPE PIN GAUGE (-) 3.255MM |  | 0
EISEM3.300MM | EISEN EM PIN GAUGE(-)3.300MM |  | 0
EISEM3.625MM | EISEN EM PIN GAUGE(-)3.625MM |  | 0
EISEM4.050MM | EISEN EM PIN GAUGE(-)4.050MM |  | 0
EISEM4.100MM | EISEN EM PIN GAUGE(-)4.100MM |  | 0
EISEM4.450MM | EISEN EM PIN GAUGE(-)4.450MM |  | 0
EISEM4.475MM | EISEN EM PIN GAUGE(-)4.475MM |  | 0
EISEM5.050MM | EISEN EM PIN GAUGE(-)5.050MM |  | 0
EISEP0 | Eisen Pin Gage |  | 0
EISEP0.11 | Eisen Ind. Pin Gage (EP Series) |  | 0
EISEP0.12 | Eisen Ind. Pin Gage (EP Series) |  | 0
EISEP0.13 | Eisen Ind. Pin Gage (EP Series) |  | 0
EISEP0.20 | Eisen EP Series PIN GAUGE, |  | 0
EISEP0.38 | Eisen EP Series Pin Gage Size: 0.38mm |  | 0
EISEP0.42 | Eisen EP Series Pin Gage Size: 0.42mm |  | 0
EISEP0.60 | Eisen Pin Gauge 0.60mm |  | 0
EISEP0.63 | Eisen Pin Gauge 0.63mm |  | 0
EISEP0.65 | Eisen Pin Gauge 0.65mm |  | 0
EISEP0.703 | Eisen Ind EP Series Pin Gage | (Tol:+/-0.0005mm) Dia: 0.703mm | 0
EISEP0.705 | Eisen Ind EP Series Pin Gage | (Tol:+/-0.0005mm) Dia: 0.705mm | 0
EISEP0.712 | Eisen Ind EP Series Pin Gage | (Tol:+/-0.0005mm) Dia: 0.712mm | 0
EISEP0.78 | Eisen EP Series PIN GAUGE, |  | 0
EISEP0.79 | Eisen EP Series PIN GAUGE, |  | 0
EISEP0.80 | Eisen EP Series PIN GAUGE, |  | 0
EISEP0.81 | Eisen EP Series PIN GAUGE, |  | 0
EISEP0.82 | Eisen EP Series PIN GAUGE, |  | 0
EISEP0.90 | Eisen Pin Gauge 0.90mm |  | 0
EISEP0.94 | Eisen Pin Gauge 0.94mm |  | 0
EISEP0.98 | Eisen EP Series PIN GAUGE, |  | 0
EISEP0.99 | Eisen EP Series PIN GAUGE, |  | 0
EISEP1.48 | Eisen EP Series PIN GAUGE, |  | 0
EISEP1.49 | Eisen EP Series PIN GAUGE, |  | 0
EISEP1.51 | Eisen EP Series PIN GAUGE, |  | 0
EISEP1.52 | Eisen EP Series PIN GAUGE, |  | 0
EISEP1.90 | Eisen EP Series Ind. Pin Gage | Dia: 2.10mm | 0
EISEP1.90 - 6.51 | EISEN EP MASTER IND. PIN GAUGE | Size: 1.90, 6.50, 6.65 and 6.51mm | 0
EISEP10.10 - 10.50 | EISEN EP IND PIN GAUGE (6 pcs ) | Size:10.10,10.20,10.25,10.30,10.30,10.50 | 0
EISEP10.20 | Eisen Pin Gage EP Series Size: 10.20mm |  | 0
EISEP10.80 | Eisen Pin Gage EP Series Size: 10.80mm |  | 0
EISEP11.00 | Eisen Pin Gage EP Series Size: 11.00mm |  | 0
EISEP11.60 | Eisen Pin Gage EP Series Size: 11.60mm |  | 0
EISEP13.15 | Eisen EP Series Ind. Pin Gage |  | 0
EISEP15.30 | Eisen Pin Gage EP Series Size: 15.30mm |  | 0
EISEP2.00 | Eisen EP Series Ind. Pin Gage | Dia: 2.00mm | 0
EISEP2.01 | Eisen EP Series Pin Gage Size: 2.01mm |  | 0
EISEP2.03 | Eisen Pin Gauge 2.03mm |  | 0
EISEP2.06 | Eisen Pin Gauge 2.06mm |  | 0
EISEP2.10 | Eisen EP Series Ind. Pin Gage | Dia: 2.10mm | 0
EISEP2.12 | Eisen Pin Gauge 2.12mm |  | 0
EISEP2.25 | Eisen Pin Gauge 2.25mm |  | 0
EISEP2.28 | Eisen Pin Gauge 2.28mm |  | 0
EISEP2.40 | EISEN INDIVIDUAL PIN GAUGE |  | 0
EISEP3.02 | Eisen EP Series PIN GAUGE, |  | 0
EISEP3.05 | Eisen EP Series PIN GAUGE, |  | 0
EISEP3.25 | Eisen Ind EP Series Pin Gage | (Tol:+/-0.0005mm) Dia: 3.25mm | 0
EISEP3.35 | Eisen Ind EP Series Pin Gage | (Tol:+/-0.0005mm) Dia: 3.35mm | 0
EISEP3.40 | Eisen Ind EP Series Pin Gage | (Tol:+/-0.0005mm) Dia: 3.40mm | 0
EISEP3.45 | Eisen Ind EP Series Pin Gage | (Tol:+/-0.0005mm) Dia: 3.45mm | 0
EISEP3.50 | Eisen Ind. Pin Gauge size: 3.50mm |  | 0
EISEP3.50 - 5.10 | EISEN EP MASTER IND. PIN GAUGE (6pcs ) | Size:3.50,4.90,4.95,5.00,5.05 and 5.10mm | 0
EISEP3.70 | Eisen Ind. Pin Gauge size: 3.70mm |  | 0
EISEP3.90 | Eisen Ind. Pin Gauge size: 3.90mm |  | 0
EISEP3.95 | Eisen Ind. Pin Gauge size: 3.95mm |  | 0
EISEP3B | EISEN EP-3B |  | 0
EISEP4.00 | Eisen Ind. Pin Gauge size: 4.00mm |  | 0
EISEP4.02 | Eisen EP Series PIN GAUGE, |  | 0
EISEP4.05 | Eisen Ind. Pin Gauge size: 4.05mm |  | 0
EISEP4.10 | Eisen EP Series Ind. Pin Gage | Dia: 4.10mm | 0
EISEP4.100 | EISEN EP Master Pin Gauge |  | 0
EISEP4.15 | Eisen Ind EP Series Pin Gage | (Tol:+/-0.0005mm) Dia: 4.15mm | 0
EISEP4.20 | Eisen Ind EP Series Pin Gage | (Tol:+/-0.0005mm) Dia: 4.20mm | 0
EISEP4.25 | Eisen Ind EP Series Pin Gage | (Tol:+/-0.0005mm) Dia: 4.25mm | 0
EISEP4.95 | Eisen EP Series Pin Gage Size: 4.95mm |  | 0
EISEP5.02-5.08 | EISEN EP MASTER IND PIN GAUGE | 5.02,5.04,5.06 &5.08 | 0
EISEP5.05 | Eisen EP Series Ind. Pin Gage | Dia: 5.05mm | 0
EISEP6.00 | Eisen Pin Gage EP Series Size: 6.00mm |  | 0
EISEP6.05 | Eisen Ind. Pin Gauge size: 6.05mm |  | 0
EISEP6.25 | Eisen Ind. Pin Gauge size: 6.25mm |  | 0
EISEP6.30 | Eisen Ind. Pin Gauge size: 6.30mm |  | 0
EISEP6.35 | Eisen Ind. Pin Gauge size: 6.35mm |  | 0
EISEP6.40 | Eisen Ind. Pin Gauge size: 6.40mm |  | 0
EISEP6.45 | Eisen Ind. Pin Gauge size: 6.45mm |  | 0
EISEP6.50 | EISEN EP MASTER INDIVIDUAL PIN GAUGE |  | 0
EISEP6.51 | Eisen EP Series Individual Pin Gage | Size: 6.51mm | 0
EISEP6.55 | Eisen Pin Gage EP Series Size: 6.55mm |  | 0
EISEP6.57 | EISEN INDIVIDUAL PIN GAUGE |  | 0
EISEP6.58 | Eisen EP Series Ind. Pin Gage |  | 0
EISEP6.60 | Eisen EP Series Ind. Pin Gage | Dia: 6.60mm | 0
EISEP6.65 | EISEN EP MASTER INDIVIDUAL PIN GAUGE |  | 0
EISEP6.650 | Eisen EP Series Ind. Pin Gage | Dia: 6.65mm | 0
EISEP6.70 | EISEN INDIVIDUAL PIN GAUGE |  | 0
EISEP6.75 | Eisen Pin Gage EP Series Size: 6.75mm |  | 0
EISEP6.80 | Eisen Pin Gage EP Series Size: 6.80mm |  | 0
EISEP6.85 - 10.00 | EISEN EP MASTER IND. PIN GAUGE (6pcs ) | Size:6.85,6.90,6.95,7.00,7.05 and 10.00m | 0
EISEP6.85-6.95 | EISEN EP IND PIN GAUGE ( 3pcs ) | SIZE : 6.85,6.90,6.95 | 0
EISEP6.95 | EISEN INDIVIDUAL PIN GAUGE |  | 0
EISEP7 | Eisen EP Series Pin Gage Size: 7mm |  | 0
EISEP7.00-10.50 | EISEN EP IND PIN GAUGE |  | 0
EISEP7.30 | EISEN INDIVIDUAL PIN GAUGE |  | 0
EISEP7.35 | Eisen EP Series Ind. Pin Gage |  | 0
EISEP7.40 | Eisen EP Series Ind. Pin Gage |  | 0
EISEP7.45 | Eisen EP Series Ind. Pin Gage |  | 0
EISEP7.50 | Eisen EP Series Ind. Pin Gage |  | 0
EISEP7.55 | EISEN INDIVIDUAL PIN GAUGE |  | 0
EISEP7.60 | Eisen EP Series Ind. Pin Gage |  | 0
EISEP7.65 | EISEN INDIVIDUAL PIN GAUGE |  | 0
EISEP8.00 | Eisen EP Series Individual Pin Gage | Size: 8.00mm | 0
EISEP8.05 | Eisen EP Series Ind. Pin Gage |  | 0
EISEP8.10 | Eisen EP Series Ind. Pin Gage | Dia: 8.10mm | 0
EISEP8.50 | EISEN INDIVIDUAL PIN GAUGE |  | 0
EISEP8.80 | Eisen Ind. Pin Gauge size: 8.80mm |  | 0
EISEP8.85 | Eisen Ind. Pin Gauge size: 8.85mm |  | 0
EISEP8.90 | Eisen Ind. Pin Gauge size: 8.90mm |  | 0
EISEP8.95 | Eisen Ind. Pin Gauge size: 8.95mm |  | 0
EISEP8A | EISEN EP-8A |  | 0
EISEP8B | EISEN EP-8B |  | 0
EISEP9 | Eisen EP Series Pin Gage Size: 9mm |  | 0
EISEP9.00 | Eisen EP Series Ind. Pin Gage |  | 0
EISEP9.05 | Eisen Ind. Pin Gauge size: 9.05mm |  | 0
EISEP9.10 | Eisen Ind. Pin Gauge size: 9.10mm |  | 0
EISEP9.15 | Eisen Ind. Pin Gauge size: 9.15mm |  | 0
EISEP9.20 | Eisen Ind. Pin Gauge size: 9.20mm |  | 0
EISEP9.50 | EISEN INDIVIDUAL PIN GAUGE |  | 0
EISEP9.55 | Eisen Pin Gage EP Series Size: 9.55mm |  | 0
EISEP9.60 | Eisen EP Series Ind. Pin Gage | Dia: 9.60mm | 0
EISEP9.65 | Eisen Ind. Pin Gauge size: 9.65mm |  | 0
EISEP9.70 | Eisen Ind. Pin Gauge size: 9.70mm |  | 0
EISEPMASTER0.40MM | EISEN EP MASTER 0.40MM (TLSPG 001) |  | 0
EISEPMASTER0.61MM | EISEN EP MASTER 0.61MM (TLSPG 002) |  | 0
EISEPMASTER0.77MM | EISEN EP MASTER 0.77MM (TLSPG 002) |  | 0
EISEPMASTER0.86MM | EISEN EP MASTER 0.86MM (TLSPG 002) |  | 0
EISEPMASTER0.93MM | EISEN EP MASTER 0.93MM (TLSPG 002) |  | 0
EISEPMASTER8.10MM | EISEN EP MASTER 8.10MM (TLSPG 021) |  | 0
EISEPMASTER8.20MM | EISEN EP MASTER 8.20MM (TLSPG 021) |  | 0
EISER0.490 | Eisen Individual Pin Gage ER Series |  | 0
EISER1 | Eisen Pin Gage Set Model: ER-1 |  | 0
EISER2 | Eisen Pin Gage Set ER Series, ER-2 |  | 0
EISER3 | Eisen Pin Gage Set ER Series, ER-3 |  | 0
EISES0.29 | Eisen ES Series Ind. Pin Gage | Size: 0.29mm | 0
EISES0.30 | Eisen ES Series Ind. Pin Gage | Size: 0.30mm | 0
EISES0.31 | Eisen ES Series Ind. Pin Gage | Size: 0.31mm | 0
EISES0.87 | Eisen ES Series Ind. Pin Gage | Size: 0.87mm | 0
EISES0.88 | Eisen ES Series Ind. Pin Gage | Size: 0.88mm | 0
EISES0.89 | Eisen ES Series Ind. Pin Gage | Size: 0.89mm | 0
EISES0.90 | Eisen ES Series Ind. Pin Gage | Size: 0.90mm | 0
EISES0.91 | Eisen ES Series Ind. Pin Gage | Size: 0.91mm | 0
EISES0.92 | Eisen ES Series Ind. Pin Gage | Size: 0.92mm | 0
EISES0.93 | Eisen ES Series Ind. Pin Gage | Size: 0.93mm | 0
EISES0.95 | Eisen ES Series Ind. Pin Gage | Size: 0.95mm | 0
EISES0.96 | Eisen ES Series Ind. Pin Gage | Size: 0.96mm | 0
EISES0.97 | Eisen ES Series Ind. Pin Gage | Size: 0.97mm | 0
EISES0.98 | Eisen ES Series Ind. Pin Gage | Size: 0.98mm | 0
EISES0.99 | Eisen ES Series Ind. Pin Gage | Size: 0.99mm | 0
EISES1.00 | Eisen ES Series Ind. Pin Gage | Size: 1.00mm | 0
EISES1.36 | Eisen ES Series Ind. Pin Gage | Size: 1.36mm | 0
EISES1.37 | Eisen ES Series Ind. Pin Gage | Size: 1.37mm | 0
EISES1.38 | Eisen ES Series Ind. Pin Gage | Size: 1.38mm | 0
EISES1.39 | Eisen ES Series Ind. Pin Gage | Size: 1.39mm | 0
EISES1.40 | Eisen ES Series Ind. Pin Gage | Size: 1.40mm | 0
EISET1.48 | Eisen ET Series Ind. Pin Gage | SIZE : 1.48MM | 0
EISEX0.491 | Eisen EX Series Ind. Pin Gage | Size: 0.491mm | 0
EISEX0.492 | Eisen EX Series Ind. Pin Gage | Size: 0.492mm | 0
EISEX0.493 | EISEN EX-MASTER INDIVIDUAL PIN GAUGE | SIZE : 0.493mm | 0
EISEX0.494 | Eisen Ind. Pin Gage EX-Series | Size: 0.494mm | 0
EISEX0.495 | Eisen Individual Pin Gage EX Series |  | 0
EISEX0.498 | Eisen Individual Pin Gage EX Series |  | 0
EISFC25 | Eisen FC Series Pin Gage 25mm |  | 0
EISFC30 | Eisen FC Series Pin Gage 30mm |  | 0
EISPINGAUGE9PCS | Eisen EP Series Individual Pin Gage |  | 0
EL12KH | Portabe Electronic Bal 12kgx1g | EL12KH | 0
ELB600SAP | Balance 600g x 0.05g | ELB600SAP | 0
ELCO125 | elcometer calibration foil, |  | 0
ELCO4169 | ELCOMETER CALIBRATION FOIL MODEL:4169 | THICKNESS:12.5 MICRON | 0
ELCO4170 | ELCOMETER CALIBRATION FOIL MODEL:4170 | THICKNESS:25 MICRON | 0
ELCOA456CNTS | Digital Coating Thickness Gauge | Range 0 - 1500microns | 0
ELCOMETER | elcometer-measured calibration foils set |  | 0
ELCOMETERA456CFBS | Alcometer Dig. Coating Thickness Gauge | Model A456 CFBS | 0
ELCOMETERD266-4 | Elcometer DC Portable Holiday Detector | Model : D266-4 | 0
ELCOMETERD270 | Elcometer D270 Pinhole Detector |  | 0
ELCOMETERF106-4 | Elcometer Model:F106-4 Range 0-3200 PSi |  | 0
ELCOMETERFOIL | elcometer calibration foil | part no : 79904170 (3pcs) | 0
ELCOMETERG319-S | Elcometer Model : G319-S |  | 0
ELE93X218814 | electrodes model : 93x218814 |  | 0
ELECTROLYTE | elektolight 30ml |  | 0
ELEVATOR2025 | granite comparator stand 200x250x60mm |  | 0
ELEVATOR4530 | GRANITE COMPARATOR STAND 450X300X100MM | C/W ADAPTOR FOR NIKON STAND | 0
EM-2B(+) | EISEN PIN GAUGE SET, RANGE:9.800MM TO 1) |  | 0
EMERGENCYSTOP | WDW100E Spare part, Emergency Stop |  | 0
ENDOCOUPLER20X | endocoupler 20x,sometech |  | 0
EP0.55-2.80 | PIN GAUGE |  | 0
EP0.77 | Pin Gauge EP 0.77mm |  | 0
EP1.00MM | Pin Gauge EP 1.00mm |  | 0
EP1.10MM | Pin Gauge EP 1.10mm |  | 0
EP1.58 | Pin Gauge EP 1.58mm |  | 0
EP1.60MM | Pin Gauge EP 1.60mm |  | 0
EP1.70MM | Pin Gauge EP 1.70mm |  | 0
EP100 | Shimadzu printer |  | 0
EP60A | Electronic Printer | EP60A | 0
EP80 | Electronic Printer | EP80 | 0
EP90 | SHIMADZU PRINTER |  | 0
EPP-1 | ph electrode, Brand : Elmetron EPP-1 |  | 0
ERC09RIBBON | ERC-09 ribbon |  | 0
ERC22 | EPSON RIBBON ERC-22 |  | 0
ESDM660 | ESD STEREO MICROSCOPE | ESD-M660 | 0
ESDMLED | ESD LED |  | 0
ESDSMZ850 | ESD microscope SMZ850 |  | 0
ESDSSZAEROSTAND | ESDSSZ AEROSPACE ARM WITH 1X PROTECTOR | LENS AND FIBEROPTIC POWER LG150 | 0
ESDSSZB | ESD STEREO MICROSCOPE | ESD-SSZB | 0
ESDSSZBESD | esd- sszb |  | 0
ESDSSZSTAND | stand for ESD SSZB |  | 0
ESIEP7.00-10.50 | EISEN EP IND PIN GAUGE |  | 0
ETHOXYETHANE | Diethyl Ether ( Ethoxyethane) 2.5L |  | 0
ETHYLALCOHOL | Ethyl Alcohol 99% Absolute 2.5L |  | 0
ETS | ETS 055 SAFETY TEMP LIMITER AL25 |  | 0
EUPH700 | Eutech PH700 PH Electrode |  | 0
EUT01X021807 | EUTECH, ATC PROBE (FOR pH300) | 1M CABLE LENGTH (01x021807) | 0
EUTECHECRE002 | Saturated Polassium Chloride | ( Electrolyte ) | 0
EUTECOSCAN | EUTECH Portable Conductivity M | ECOSCAN CON5 | 0
EUTECTN100 | EUTECH Waterproof TN-100 infra | Turbidimeter | 0
EV5P-100 | Lightnin Mixer Model : EV5P-100 |  | 0
EWEIGHTDENSITY | E WEIGHT (SOFTWARE) FOR DENSITY |  | 0
EXACTON | coating thickness gauge Model: Exacto N |  | 0
EXCEL-ACH30 | COUNTING SCALE(MODEL:ACH30)(BRAND:EXCEL) | CAPACITY:30KG X 1G | 0
EXF24086SSV-ULTS | ULTRA LOW TEMPERATURE FREEZER, 368 LITER |  | 0
EXF24086V | REVCO -86'C ULTRA LOW TEMP.FREEZER |  | 0
EXPLORER71007 | COORDINATE MEASURING MACHINE |  | 0
EYE10XMF601 | 10x eyepiece for MF601 |  | 0
EYE10XMM10A | 10x eye[piece for MM10A |  | 0
EYE15XRECCROSS | EYEPIECE 15X, WITH CROSS LINE RETICLE | NON-FOCUSING FOR BIOLOGICAL SCOPE- | 0
EYE20XMM10A | 20x eyepiece for MM10A |  | 0
EYE20XRECSSZ | 20X EYEPIECE WITH CROSS RECTICLE SCALE | FOR SSZ MICROSCOPE | 0
EYE20XRSMB | 20X EYEPIECE FOR RSM-B |  | 0
EYE20XRZM | 20x Eyepiece for ST60/RZM |  | 0
EYECAMADAP30.5MM | 30.50mm Eyepiece Camera Adaptor |  | 0
EYEHP10X | EYEPIECE H.P. 10X |  | 0
EYEHP15X | EYEPIECE H.P. 15X |  | 0
EYEHP16xPOINT | EYEPIECE H.P 16x WITH POINTER |  | 0
EYEHP20X | EYEPIECE H.P 20X |  | 0
EYEHP30X | EYEPIECE H.P 30x |  | 0
EYEPOINTY100 | eyepiece pointer for Y100B |  | 0
EYERRZM | Eyepiece for ST60 /RZM |  | 0
EYESWF05XSSZ | EYEPIECE SWF 5X (bigger ) |  | 0
EYESWF20XSSZ | EYEPIECE SWF 20X (bigger ) | for SSZ/MTS | 0
EYESWF25XSSZ | EYEPIECE SWF 25X (bigger ) |  | 0
EYESWF30XSSZ | EYEPIECE SWF 30X (bigger) | for SSZ/MTS | 0
EYESWF5XSSZ | EYEPIECE SWF 5X (bigger ) | for SSZ/MTS | 0
EYEWF10XOTJ | EYEPIECE WF10X FOR OTJ |  | 0
EYEWF20X/12 | EYEPIECE WF 20X/12MM |  | 0
EYEWF25XADJ | WF25X ADJUSTABLE EYEPIECE |  | 0
F.H CUPBOARD | F.H CUPBOARD WITH GLASS SLIDING DOOR | 915mm(W)X457mm(D)X1828mm(H) - 2 TONE | 0
F10220270 | Stirring Station 6 positions 230V/50Hz_ |  | 0
F102B0133 | B.O.D. Sensor 142 |  | 0
F10300300 | FTC-120 INCUBATOR | BRAND : VELP | 0
F10400320 | Cooled Incubator, 120L, 2 Shelves, | 2 BOD System 6 | 0
F1HSTD1KG | HOOK TYPE F1 STANDARD WEIGHT 1 KG |  | 0
F1HSTD2KG | HOOK TYPE F1 STANDARD WEIGHT 2 KG |  | 0
F1HSTD5KG | HOOK TYPE F1 STANDARD WEIGHT 5 KG |  | 0
F1STD100G1MG | AccuTEC F1 STD Wight 1mg~100g |  | 0
F1STD100MG | f1 std weight 100mg |  | 0
F1STD10MG | f1 std weight 10mg |  | 0
F1STD1G | F1 STD WEIGHT 1G |  | 0
F1STD1MG | F1 STANDARD WEIGHT 1 MG |  | 0
F1STD200G1MG | F1 STANDARD WEIGHT SET RANGE : 200G-1MG |  | 0
F1STD200MG | F1 Standard Weight 200mg |  | 0
F1STD20KG | F1 std weight 20kg with wooden box |  | 0
F1STD20MG | f1 std weight 20mg |  | 0
F1STD2MG | AccuTEC F1 STD Weight 2mg |  | 0
F1STD500G1MG | F1 STD WEIGHT,1MG-500G |  | 0
F1STD500MG | F1 standard weight 500mg |  | 0
F1STD500MG1MG | F1 STANDARD WEIGHT SET RANGE :500MG-1MG |  | 0
F1STD50G1MG | F1 standard weight set 50g-1mg |  | 0
F1STD50MG | f1 std weight 50mg |  | 0
F1STD5G | F1 STD WEIGHT , 5G |  | 0
F1STD5MG | AccuTEC F1 STD Weight 5mg |  | 0
F201A0150 | VELP, OVERHEAD STIRRER incl below access |  | 0
F201A0151 | LS Overhead stirrer 80-260V/50-60Hz |  | 0
F201A0155 | DLS Overhead stirrer 80-260V/50-60Hz |  | 0
F203A0178 | MULTISTIRRER15 Mag.stir.100-240V 50-60Hz |  | 0
F208B0063 | VTF Digital thermoregulator Fuzzy logic |  | 0
F2HSTD100G | F2 Standard Weight with Hook, 100g |  | 0
F2HSTD10G | F2 Standard Weight with Hook, 10g |  | 0
F2HSTD1KG | F2 HOOK TYPE STD WEIGHT |  | 0
F2HSTD200G | F2 Standard Weight with Hook, 200g |  | 0
F2HSTD2KG | f2 std weight hook type 2kg |  | 0
F2HSTD500G | F2 Standard Weight with Hook, 500g |  | 0
F2HSTD50G | F2 Standard Weight with Hook, 50g |  | 0
F2HSTD5KG | f2 std weight hook type 5kg |  | 0
F2STD100G | F2 Std Weight 100g |  | 0
F2STD100G1MG | F2 STANDARD WEIGHT SET 100G TO 1 MG |  | 0
F2STD100MG | F2 STD WEIGHT, 100mg |  | 0
F2STD10G | F2 STD WEIGHT,10G |  | 0
F2STD1G | F2 STD WEIGHT, 1g |  | 0
F2STD1MG | f2 standard weight 1mg |  | 0
F2STD1MG200G | Standard Weight Set with Box |  | 0
F2STD1POUND | F2 STD WEIGHT 1 POUND |  | 0
F2STD200MG | F2 STD WEIGHT, 200mg |  | 0
F2STD20MG | F2 STD WEIGHT, 20mg |  | 0
F2STD2G | F2 STD WEIGHT, 2g |  | 0
F2STD2MG | F2 STD WEIGHT , 2mg |  | 0
F2STD500G1MG | F2 STD WEIGHT 500G-1MG |  | 0
F2STD500MG | F2 STD WEIGHT, 500mg |  | 0
F2STD50G1MG | AccuTEC F2 STD 1mg to 50g |  | 0
F2STD5G | F2 STD WEIGHT, 5g |  | 0
F2STD5KG1KG | F2 Std.weight set 1kg-5kg |  | 0
F2STD5MG | F2 STD WEIGHT, 5mg |  | 0
F30100200 | DKL8 Digester 230V/50-60Hz |  | 0
F30200150 | UDK 159 Distillation Unit 230V/50-60Hz |  | 0
F30300240 | SER148/3 Solvent Extractor 230V/50-60Hz |  | 0
F30400209 | GDE Enzymatic digester 230V/50-60Hz |  | 0
F30420210 | CSF6 Dietary fiber extractor 230V/50Hz |  | 0
F30520200 | Raw Fiber Extractor |  | 0
F30520201 | Raw Fiber Extractor |  | 0
F358 | SCOTTS PLATFORM F358 |  | 0
F408BATTERYCOVER | F408 BOTTOM BATTERY COVER |  | 0
F51079V | Pen Catridge Violet Model: F51079V |  | 0
F6010 | Premium Large Muffle Furnaces | BRAND:THERMO SCIENTIFIC, MODEL:F6010 | 0
F995HLCD | SCOTTS FEIHU COUNTING SCALE | F995H (LED) (POLE) | 0
F99810 | SCOTTS SCALE F99810 | 10KG (W/O) POLE | 0
F998LCD | SCOTTS FEIHU WEIGHING SCALE | F998 (LCD) (W/O POLE) | 0
FAB-02 | Glass Rod dia: 7mm L:300mm |  | 0
FABS/STEELBLOCK | TO FABRICATE S/STEEL BLOCK FOR SHAFT |  | 0
FABSTEELGRIPS | TO FABRICATE STEEL GRIPS |  | 0
FAN&MOTOR9036A | Fan & Motor for Oven FCH9036A |  | 0
FAT007L | NAGATA SCALE ( 60KG) |  | 0
FATH12 | FATH-12 Capacity : 30kg |  | 0
FB-100N | Imada Mechanical Force Gauge ,100 x 0.5N |  | 0
FB-500N | Imada Mechanical Force Gauge,500 x 2.5N |  | 0
FB-50N | Imada Mechanical Force Gauge |  | 0
FC72522R01B | PH combination electrode |  | 0
FC9023A | FORCED CONVECTION OVEN | FC9023A | 0
FC9053A | OVEN |  | 0
FC9070A | oven |  | 0
FC9123A | oven FC-9123 |  | 0
FC9140A | oven |  | 0
FC9423A | Constance Oven |  | 0
FCH9146ATRAY | tray for FCH 9146A |  | 0
FCH9246ASHELF | SHELF FOR FCH- 9246A |  | 0
FCH9426A | Force Convection Oven |  | 0
FCH9676ASHELF | Tray for FCH9626A |  | 0
FCHDOORHANDLE | DOOR HANDLE FOR CONSTANCE OVEN FCH |  | 0
FCHLORINEREAGENT | free chlorine reagents 100 test |  | 0
FCL15ENW | national bulb model:FCL15ENW |  | 0
FCL20ENW/18 | National Ring Bulb,Modal:FCL20ENW/18 |  | 0
FCL30ENW/28X | National Ring Bulb,Model:FCL30ENW/28X |  | 0
FCL9XEM | NATIONAL (FCL 9EX-N) BULB | xxxxxx NO OFFER! - AS INFROMED BY TOM JB | 0
FD3303 | minimo wire brush FD-3303 |  | 0
FEJ100 | FEJ 100 |  | 0
FEJ200 | FEJ-200 |  | 0
FEJ2000B | FEJ-2000B |  | 0
FEJ3000D | Electronic Compact Scale | Model:FEJ3000D,Cap:3000g x 1g | 0
FEJ5000B | FEJ-5000B |  | 0
FEJ500ACASING | casing for FEJ-500A |  | 0
FEM200 | FEM-200 |  | 0
FEM300 | FEM-300 C/W TAEL |  | 0
FEM500 | Electronic Pocket Scale | Model:FEM500,Cap.:500g x 0.1g | 0
FG2L | LED Gooseneck Illuminator |  | 0
FGC250HB | Shimpo Digital Push Pull Gage | Model: FGC-250HB | 0
FGJN2 | SHIMPO Digital Push Pull Gage, 2KG |  | 0
FGJN2B | SHIMPO Digital Push Pull Gage, 2KG |  | 0
FGJN50 | SHIMPO Digital Push Pull Gage, 50KG |  | 0
FGJN50B | SHIMPO Digital Push Pull Gage, 50KG |  | 0
FGN2B | Model: FGN-2B |  | 0
FGN5 | Shimpo Digital Push Pull Gage Model:FGN5 |  | 0
FGN50B | Shimpo Push Pull Gage Mdl: FGN-50B |  | 0
FGN5B | Shimpo Digital Force Gage Model:FGN-5B |  | 0
FGP0.2 | SHIMPO DIGITAL FORCE GAUGE |  | 0
FGP0.5 | Shimpo Digital Force Gage | Model: FGP-0.5 | 0
FGP-1 | SHIMPO FORCE GAUGE |  | 0
FGP1 | SHIMPO FORCE GAUGE |  | 0
FGP1.0 | Shimpo Digital Force Gage | Model: FGP-1.0 | 0
FGP100 | SHIMPO PUSH PULL GAUGE |  | 0
FGP-2 | SHIMPO DIGITAL FORCE GAUGES |  | 0
FGP20 | SHIMPO FORCE GAUGE |  | 0
FGP220 | FIBER OPTIC FGP220 (240V) (BLACK) |  | 0
FGP240PCB | FGP-240 P.C.B |  | 0
FGP-5 | SHIMPO DIGITAL PUSH PULL GAGE |  | 0
FGP50RS232 | RS-232 Cable for Push Pull Gage |  | 0
FGPX-250H | FORCE GAUGE,CAPACITY: 2500N/250KG |  | 0
FGS1000TV | SHIMPO STAND | MODEL : FGS1000TV CAPACITY : 1000KG | 0
FGS-100VC | FORCE GAUGE (Demo unit) |  | 0
FGS500TV | SHIMPO STAND | MODEL : FGS500TV CAPACITY : 500KG | 0
FGS50EH | SHIMPO LONG STROKE MOTOR STAND |  | 0
FGS50EL | Long Stroke Motor Stand,Model FGS-50E-L | Low speed specification Brand: SHIMPO | 0
FGS50H | SHIMPO TEST STAND |  | 0
FGS50L | FORCE GAUGE |  | 0
FGS50VBH | TEST STAND FOR DIGITAL SHIMPO FORCE GAGE |  | 0
FGTC-6006 | RS232 Cable for Shimpo FGP-100 |  | 0
FGTT-22-M6 | shimpo fine point chuck |  | 0
FGTT-29 | SHIMPO FGTT-29 INTENSITY HOOK |  | 0
FGTT-30 | Shimpo Both Vice Jig |  | 0
FH1200(X) | DUCTLESS PORTABLE FUME HOOD |  | 0
FIBERFOCUSLENS | Fiber Optic Focusing Lens |  | 0
FIBERL150240V | FIBER OPTIC L-150 (240V) |  | 0
FIBERLG150TW110V | LG 150 FIBER OPTIC POWER SUPPLY C/W | TWIN GOOSENECK FOR FIBEROPTIC 110V | 0
FIBERLG150TWCOM | FIBER OPTIC ILLUMINATOR (240V | (white) WITH DOUBLE GOOOSENECK | 0
FIBEROPTICLG150 | FIBER OPTIC LG150 WITH RING LIGHT GUIDE |  | 0
FIBERRING5MM | RING FIBEROPTIC GUIDE 5 MM |  | 0
FIBERRING60MM | 60MM RING FIBEROPTIC GUIDE |  | 0
FIBERRINGADAPTOR | Fiber Optic Customise Ring Ada |  | 0
FIBERRINGLG150 | Ring fiberoptic for LG150 |  | 0
FIBERSGLLG150 | Single fiberoptic gooseneck fo |  | 0
FIBERSINGLE18" | Single Gooseneck for fiber optic 18" |  | 0
FIBERSINGLE36" | single goosesneck, fiberoptic L150 36" |  | 0
FIBERTWINGLG150 | Double fiberoptic goodeneck fo |  | 0
FIBERTWINGOOSE | TWIN GOOSENECK FOR FIBEROPTIC |  | 0
FIBERTWINSOFT1M | DUAL SOFT LIGHT GUIDE 1000MM |  | 0
FIBERXD300240V | FIBER OPTIC XD300 (240V) (BIG) | L-150 (II) | 0
FILTERFLASK5L | iwaki pyrex filtering flask with | graduation capacity : 5L | 0
FILTERFUNNERGLASS | FILTER FUNNER GLASS 90MM |  | 0
FILTERPAPER | filter paper no.2, 4.7cm | 5um partialretention, quantitative paper | 0
FILTERPAPER11CM | Filter Paper 11cm, No.: 102 |  | 0
FILTERPAPER12.5 | Filter Paper 12.5cm, No.: 102 |  | 0
FILTERPAPER125MM | FILTER PAPER 102, 12.5CM |  | 0
FILTERPAPER2 | filter paper No.2, 4.7cm 5um particle | retention. box of 100 circles | 0
FILTERPAPER2,4.7 | FILTERPAPER NO 2,4.7CM BRAND: ADVANTEC | TOYO/JAPAN (BOX OF 100 CIRCLES) | 0
FILTERPAPER4.7CM | filter paper no.2 ,4.7cm | brand : advantec toyo/ Japan | 0
FILTERPAPER90MM | FILTER PAPER 102, 9CM |  | 0
FILTERPAPERNO.2 | FILTER PAPER NO.2,47MM, BX/100'S | BRAND : ADVANTEC | 0
FIRSTAIDKIT | FIRST AID KIT MEDIUM METAL |  | 0
FIS#03-395-465 | (Fiberboard Cryo Boxes) x 100 |  | 0
FIS#11-394-200 | Cryo Gloves Medium |  | 0
FIS#11-394-305 | Cryo Gloves Large |  | 0
FL01240V | FLUORESCENT RING LIGHT FL-01, | 240V | 0
FL01240W/OBULB | fl01 240v without bulb. |  | 0
FL02240V | FLUORESCENT RING LIGHT FL-02, | 240V | 0
FL02NOBULB240V | FL-02, 240V WITHOUT BULB |  | 0
FL15WBULB | FLUORESCENT TUBE (15W)HITACHI |  | 0
FLASK1000ML | VOLUMETRIC FLASK 1000ml | BRAND : SIMAX | 0
FLASK250ML | CORNICAL FLASK 250ml | BRAND : SIMAX | 0
FLATDIAIND | FLAT DIAMOND INDENTER |  | 0
FLDL-I86X15-W | LED Light Source,MODEL:FLDL-i86X15-W |  | 0
FLEXLARMGCLAM | FLEXIBLE LONG ARM WITH G-CLAMP |  | 0
FLFL-SI100-R24 | Bar Light (include 1 meter cable) |  | 0
FLOWMETER50 | FLOW METER COLE PARMER (50) |  | 0
FLR4P | FLUORESCENT RING LIGHT BULB | (U SHAPE) FLR4P | 0
FLRMDCHINA | STOCKER & YALE FLR-MD BULB(CHINA) |  | 0
FLUKE115 | digital mutimeter |  | 0
FLUKE325 | Fluke 325 True-rms Clamp Meter | c/w:Test leads,Softcase,User manual | 0
FLUKE51-II | Fluke 51-II Thermometer |  | 0
FLUKE62 | FLUKE 62 MAX INFRARED THERMOMETER |  | 0
FLUKE80PK-26 | Fluke Temperature Probe |  | 0
FLUKE83V | Fluke 83V Digital Multimeter |  | 0
FLUKE922 | Fluke 922 Airflow Meter |  | 0
FLUKEAC285 | Suregrip Large Aligator Clip | Brand Fluke , MOdel AC285 | 0
FLUKETL224 | FLUKE SUREGRIP SILICON TEST LEADS |  | 0
FMINDICATOR | FM Indicator |  | 0
FMINDICATORPCB | FM INDICATOR PCB |  | 0
FMM#1110250SH | Fisher Isotemp hotplate 7x7 |  | 0
FN1002TEMPCONTR | temperature controller for FN1002 |  | 0
FN1008 | CONSTANCE FN SERIES HEAT FURNACE,7.2L | MODEL: FN1008, 1000degC | 0
FN1016 | CONSTANCE FN SERIES HEAT FURNACE,16L | MODEL: FN1016, 1200degC | 0
FN1030 | CONSTANCE FN SERIES HEAT FURNACE | MODEL: FN1030 | 0
FN1030+PRINTER | FN1030 with printer |  | 0
FN1208 | CONSTANCE FN SERIES HEAT FURNACE,7.2L | MODEL: FN1208, 1200degC | 0
FN1216 | CONSTANCE FN SERIES HEAT FURNACE,16L | MODEL: FN1216, 1200degC | 0
FOIL10MICRON | coating thickness calibration foil | 10 micron | 0
FOIL20MICRON | coating thickness calibration foil | 20 micron | 0
FOIL50MICRON | coating thickness calibration foil | 50 micron | 0
FORCEPS 6" | Forceps 6" ,Whyteg , Germany |  | 0
FPQ75R | FPQ-75-R RED |  | 0
FPROBETT260 | FERROUS PROBE FOR TT260 |  | 0
FREECHLORINELIQUIPTEST | HANNA FREE CHLORINE LIQUIP TEST |  | 0
FREECL2REAGENT | free chlorine reagent 100 tests |  | 0
FRONTCOVERCEN306 | front cover |  | 0
FS500KG1.2MX1.2M | ACCUTEC FLOOR SCALE, 500KG, 1.2M x 1.2M |  | 0
FSK1311 | FSK 1311 PRECISION FLAT LEVEL | 150 X 0.02MM | 0
FSK1321 | FSK 1321 PRECISION FLAT LEVEL | 200 X 0.02MM | 0
FT-11 | Weighing Indicator (Flintec)FT-11 Desk | Type C/w:RS-232 Communication (Standard) | 0
FT160 | screw p. gage (0.2-6mm) |  | 0
FUJ TDG-20 | FUJITOOLS TDG-20 |  | 0
FUJ163 | FUJI TOOL SCREW PITCH GAUGE, NO.163 | 0.25~6MM(60deg)/4~62"(whitworth 55deg) | 0
FUJ178HRMA | Fuji Tools Radius Gage Model: 178HRMA |  | 0
FUJ178MA | FUJI RADIUS GAUGE 1~3MM BY | 0.25 & 3~7MM BY 0.5 178MA | 0
FUJ178MAA | FUJI RADIUS GAUGE 0.1~1MM BY 0 | 178MAA | 0
FUJ179MG | Fuji Tools Radius Gage Model: 179MG |  | 0
FUJ179MK | Fuji Tools Radius Gage Model: 179MK |  | 0
FUJ300-12 | FUJI TOOL CONTOUR GAUGE 300-12 |  | 0
FUJC10 | FUJI Model: C-10 Chamfer Gage |  | 0
FUJC215 | Fuji Tools Chamfer Gage Model C-215 |  | 0
FUJC5 | FUJI Model: C-5 Chamfer Gage |  | 0
FUJFB-12 | ANGLE BLOCK (12PCS/SET) |  | 0
FUJL300MA | FUJI RADIUS GAUGE 0.5~7MM BY 0 | L300MA | 0
FUJL300MF | FUJI RADIUS GAUGE 25.5~30MM BY | L300MF | 0
FUJL300MG | FUJI RADIUS GAUGE 31~38MM BY 1 | L300MG | 0
FUJL300MX | FUJI RADIUS GAUGE 0.5~13MM BY | L300MX | 0
FUJSRZ-10 | Fuji Tools Edge Finder |  | 0
FUNNELSQUIBBSHAPE500ML | Separating Funnel Squibb 500ml |  | 0
G&MACCESSORIES | ACCESSORIES FOR GRINDING & MOUNTING | MACHINE | 0
G12ADATOR | adaptor for Canon G12 link to SMZ1065T |  | 0
G4BASERV8011NS | G4 Base for magnifier RV-8011-NS |  | 0
GAGEBLOCK0.5MM | individual gage block 0.5mm |  | 0
GAGEBLOCK10MM | individual gage block 10mm |  | 0
GAGEBLOCK20MM | individual gage block 20mm |  | 0
GAGEBLOCK5.0MM | individual gage block 5.0mm |  | 0
GAM12 | GAM12 Chip Counter (CE mark & | Certificate) | 0
GAM12B | BARCODE PRINTER |  | 0
GAM200 BATTERY |  |  | 0
GAM2006 | GAM200-6 Reflow Checker 6 chan |  | 0
GAM30 | GAM30 PCB V-cut seperator |  | 0
GAM40 | GAM40 Stencil Hole Clean Machi |  | 0
GAM60 | GAM60 Cream Solder Mixer (?60 | L:90mm.Patent Certificate) | 0
GAM62A | Centrifuge Machine Model : GAM 62A |  | 0
GASANALYZER | Portable Multi-component Gas Analyzer |  | 0
GBR20 | ASONE Mantle Heater Model: GRB-20 |  | 0
GBR50 | Taika-Taika Mantle Heater Mdl: GBR-50 |  | 0
GC9071A | NATURAL CONVECTION OVEN | GC9071A | 0
GC9141A | NATURAL CONVECTION OVEN | GC9141A | 0
GCH9037A | NATURAL CONVECTION OVEN | GCH9037A | 0
GCH9147A | CONSTANCE OVEN |  | 0
G-CLAMP | G-CLAMP WITH LONG ARM |  | 0
GEAROTJ | GEAR SET FOR OTJ RACK PINION |  | 0
GEARTM505 | Gear of TM505 |  | 0
GENERALBASE | General Base |  | 0
GG03 | CROSS HAIR GENERATOR |  | 0
GK300 | mirage GK300 |  | 0
GLASSADAPTOR | GLASS ADAPTOR FOR CAMERA INCLUDED GLASS |  | 0
GLASSBEAKER1000ML | Glass Beaker 1000mL |  | 0
GLASSBEAKER100ML | GLASS BEAKER 100ML |  | 0
GLASSBEAKER400ML | Glass Beaker 400mL |  | 0
GLASSBEAKER500ML | GLASS BEAKER 500ML |  | 0
GLASSFUNNEL47MM | Glass Funnel 47mm, 300mL | Brand : Favorit/Malaysia | 0
GLASSROD | GLASS ROD |  | 0
GLASSSLIDE | Glass Slide For Microscope(72pcs/pack) |  | 0
GLASSSTAGEPJ-A3000 | Glass Stage For ProfileProjector | MODEL : PJ-A3000 | 0
GLASSTAG1MM/10 | GLASS CALIBRATION OF EYEPIECE GRATICULES | 1MM/10, 0.1MM C/W METAL BASE | 0
GLASSTHROUG300MM | glass throug dia: 300mm |  | 0
GLASSTROUGHT | glass trought, 300mm diameter |  | 0
GLASSWEIGHINGBOTTLE | Glass Weighing Bottle c/w Stopper |  | 0
GOYO25MM | GOYO LENS F1.6/25MM |  | 0
GOYO48MM | GOYO LENS F1.4/8MM |  | 0
GP-NP,6H, M3 X 0.5 | BRAND:OSG, THEARD PLUG GAGE, M3 x 0.5 |  | 0
GP-NP,6H, M5 X 0.8 | BRAND:OSG, THEARD PLUG GAGE, M5 x 0.8 |  | 0
GRANITECLEANER | granite cleaner |  | 0
GRB20 | ASONE Mantle Heater Model: GRB-20 (200) |  | 0
GREASE | grease |  | 0
GREENFILTER31.7 | GREEN FILTER DIA 31.7MM |  | 0
GRW30 | GRW-30 (30kg X2Gg) with RS232 |  | 0
GS-6730A | ONO SOKKI LINEAR GAUGE |  | 0
GS6730A | Liner gauge Ono Sokki |  | 0
GS706G | Teclock Rubber Hardness Tester GS-706G |  | 0
GS719G | Teclock Durometer Model: GS-719G |  | 0
GT-7001LS20 | Computer Servo Control Universal Testine |  | 0
GT-7005-AT2 | DESKTYPE TEMPERATURE & HUMIDITY TESTER |  | 0
GT-7016A | MANUAL LEVEL CUTTER PRESS |  | 0
GT-7017-EM1 | AGING OVEN ( GOTECH TAIWAN TESTER ) |  | 0
GT-FIXTUREADAPTER | Fixture Adapter For 50kN Load cell |  | 0
GT-LSTYPE-C | WOOD PRECISION CUTTER - TYPE C |  | 0
GT-LSTYPE-D | WOOD PRECISION CUTTER - TYPE D |  | 0
GZ6 | STEREO MICROSCOPE GZ6 |  | 0
H-011 | Minimo Holder Head Model: H-011 |  | 0
H100-300KG | crane scale H-100 ( 300kg) |  | 0
H101A | Stell Ruler 150mm model : H101A |  | 0
H2O-MA-UV-T | SARTORIUS Ultrapure Water System | arium mini plus,type 1&3 with UV | 0
H4150SHLED | SCOTTS WATERPROOF H4150SH | 150kg | 0
H98303 | hanna conductivity meter |  | 0
HA1131B | Electrode combination glass pH |  | 0
HA1230B | Electrode combination gel-filled double | junction with BNC & 1m Cable | 0
HA7030L | HANNA CONDUCTIVITY SOLUTION - 500ml | 12880uS/cm | 0
HA7031L | HANNA CONDUCTIVITY SOLUTION 1413uS/CM | 500ml | 0
HA7032L | Conductivity Cal Solution |  | 0
HA7040L | Zero Oxygen Solution 500ml | Model : HI7040-2 | 0
HA7041S | Electrolyte Solution For DO Probe |  | 0
HA755 | Alkalimity Checker,Colorimeter0-300ppm |  | 0
HA755-26 | Alkalimity Reagent |  | 0
HA93751-01 | HANNA REAGENT KIT FOR 100 SULFATE TEST |  | 0
HA96751 | HANNA SULFATE PHOTOMETER RANGE:0-150MG/L |  | 0
HA98127 | Hanna PH tester . 1.0 to 14.0 pH |  | 0
HA98193 | Waterproof Portable Dissolved Oxygen |  | 0
HAG000300-0019L | Thermocouple connector for Center 306 |  | 0
HAG000330-0002L | AIR VENT FOR ANEMOMETER 330 |  | 0
HALOGEN6V30W | HALOGEN BULB 6V30W (FOR SCOPE) |  | 0
HAND TOWEL | C Fold Hand Towel (230mm(W) x 320mm(L) |  | 0
HB24V150W2PIN | halogen bulb 24v 150w 2 pin | (without cup reflector) | 0
HB6V30W | HALOGEN BULB 6V 30W |  | 0
HBULB12V10WROC | HOLOGEN BULB 12V10W- ROCKET TYPE |  | 0
HBULB12V20W | HALOGEN BULB 12V 20W(for DYNAVISION) |  | 0
HBULB21V150W | HALOGEN BULB 21V 150W | (FOR FIBEROPTIC) | 0
HBULB24V200W | HALOGEN 24V 200W |  | 0
HBULB6V20W | HALOGEN BULB 6V 20W (FOR SCOPE |  | 0
HBULB6V35W | Halogen Bulb for RMS6000 |  | 0
HBW-150 | YAMAMOTO TEST BLOCK HBW-150 |  | 0
HBW-250 | YAMAMOTO TEST BLOCK HBW-250 |  | 0
HBW-500 | YAMAMOTO TEST BLOCK HBW-500 |  | 0
HC33 | HC33 3T crane scale |  | 0
HCF-50 | Constance Chest Freezer ,490Lit | -20 | 0
HD-1450K | Anritsu Digital Thermometer |  | 0
HD530 | HD RESISTANT HEAVY DRAWER SERIES | HD-530(880WX400DX880H) | 0
HDC3000 | HD DIGITAL VIDEO CAMERA |  | 0
HDCCDCAMERA | HD colour CCD camera with SVGA output. |  | 0
HE0140010 | SEKONIC CHART PAPER FOR ST-50 RECODER | * 1 pad/box | 0
HE12 | Sekonic Chart Paper HE0140010 |  | 0
HE13 | SEKONIC CARTRIDGEN PEN FOR ST-50 | * 1 pad/box | 0
HEADUTLONARM20MM | HEAVY DUTY LONG ARM(20MM BASE) |  | 0
HEATERDHG9147A | set od heater for dhg9147a |  | 0
HEATERGCH9077 | Heater For Constance GCH-9077A |  | 0
HEATHERFORCHAMBER | Heater for Stability Chamber LYSC1000GS |  | 0
HEATINGELEMENT | HEATING ELEMENT FOR FCH9246A |  | 0
HEATINGFCH9146A | Heater for FCH-9146A |  | 0
HEATTEMPSENSORFN1002 | Heater & Temperature Sensor For FN1002 |  | 0
HEAVYBASE12?X18? | Base 12"x18" , Pole Dia-18mm | Length-18" | 0
HEAVYBASE12X18 | heavy base 12x18 |  | 0
HET120010 | 12-CHANNEL PIPETTE, 0.5-10 ul | BRAND: HETTICH | 0
HET120100 | 12-CHANNEL PIPETTE, 10-100 ul | BRAND: HETTICH | 0
HET120300 | 12-CHANNEL PIPETTE, 30-300 ul | BRAND: HETTICH | 0
HET80010 | 8-CHANNEL PIPETTE, 0.5-10 ul | BRAND: HETTICH | 0
HET80030 | 8-CHANNEL PIPETTE, 30-300 ul | BRAND: HETTICH | 0
HET80100 | 8-CHANNEL PIPETTE, 10-100 ul | BRAND: HETTICH | 0
HET80300 | 8-CHANNEL PIPETTE 30-300ul | Brand : Hettich | 0
HETF0002 | FIXED VOLUME PIPETTE, 2.5ul | BRAND: HETTICH | 0
HETF0005 | FIXED VOLUME PIPETTE, 5ul | BRAND: HETTICH | 0
HETF1000 | FIXED VOLUME PIPETTE, 1000ul | BRAND: HETTICH | 0
HETROTOFIX32A | HETTICH Rotofix 32A Catalog |  | 0
HETTIP0020-A | HETTICH Pipette tips, 20?l. 1 box of 96s |  | 0
HETTIP0020-B | Pipette tips, 20. 1 bag of 1,000 tips |  | 0
HETTIP0200-A | HETTICH Pipette tips, 200?l.1 box of 96s |  | 0
HETTIP0200-B | PIPETTE TIPS,200ul.1 bag of 1,000 tips |  | 0
HETTIP0300-A | Pipette tips, 300., 96 tips/box | BRAND:HETTICH | 0
HETTIP1000-A | Pipette tips, 1,000, 96Pcs/Box | BRAND:HETTICH, ID:HETTIP1000-A | 0
HETTIP1000-B | Hettich pipette tips,1000uL(1000Pcs/box) |  | 0
HETTIP5000-A | Hettich pipette tips, 5000uL(24Pcs/box) |  | 0
HEX00114011 | MICROMETER 0.01- 25-50MM |  | 0
HEX00114014 | MICROMETER,100mm x 125mm |  | 0
HEX00114031 | MIC. INTER. 0.01- 150-300MM |  | 0
HEX00114032 | Micrometers with Interchangeable anvils |  | 0
HEX00114033 | Micrometers with Interchangeable anvils |  | 0
HEX00114034 | Micrometers with Interchangeable anvils |  | 0
HEX00114035 | Micrometers with Interchangeable anvils |  | 0
HEX00114036 | Micrometers with Interchangeable anvils |  | 0
HEX00114055 | STANDARD GAGE UNIVERSAL MICROMETER |  | 0
HEX00134001 | DIGITAL MICROMETER 25mm X 0.001mm | HEXAGON STANDARD GAGE (00134001) | 0
HEX00134002 | DIGIT MIC 0.001 25-50MM |  | 0
HEX00134003 | DIGIT MIC 0.001 50-75MM |  | 0
HEX00134004 | DIGIT MIC 0.001 75-100MM |  | 0
HEX00164009 | Micrometer Stand |  | 0
HEX00164010 | Heavy Duty Micrometer Stand |  | 0
HEX00214002 | DEPTH MIC 0.01 0-150 B63MM |  | 0
HEX00514012 | Vernier Caliper 200mmx0.02mm |  | 0
HEX00514014 | Vernier Caliper 300mmx0.02mm |  | 0
HEX00514020 | DIAL CALIPER, 200MM X0.02MM | BRAND: HEXAGON STANDARD GAGE | 0
HEX00514021 | DIAL CALIPER, 300MM X0.02MM | BRAND: HEXAGON STANDARD GAGE | 0
HEX00534003 | Hexagon electronic caliper |  | 0
HEX00534004 | ELECTRONIC CALIPER, 200mm/ 8? |  | 0
HEX00534014 | PRECISION VERNIER CALIPER,0-200mM |  | 0
HEX00534015 | HEXAGON, STD GAGE |  | 0
HEX00534220 | IP54 ELECTRONIC WATER RESISTANT CALIPER |  | 0
HEX00534231 | Electronic Caliper, |  | 0
HEX00564001 | DEPTH BASE ATTACHMENT |  | 0
HEX00634001 | BEVEL PROTRACTOR 300MM |  | 0
HEX00914008 | INT MIC 0.005 30-40MM |  | 0
HEX00914009 | INT MIC 0.005 40-50MM |  | 0
HEX00914010 | INT MIC 0.005 50-63MM |  | 0
HEX01434001 | HEXAGON, ELECTRONIC COMPARATOR STD GAGE |  | 0
HEX01434002 | HEXAGON, ELECTRONIC COMPARATOR STD GAGE |  | 0
HEX01664001 | MAGNETIC STAND |  | 0
HEX01664002 | ARTICULATED ARM |  | 0
HEX01814020 | LEVEL DIAL 0.002MM-0.2MM-S |  | 0
HEX01814021 | Level Dial Indicator 40/0.002mm |  | 0
HEX06511104 | Set of steel gauge block, grade 1 |  | 0
HEX07714002 | DIAL SCRIBER 600MM 0.01MM ? |  | 0
HEX07734001 | 0-300mm V Ht gage |  | 0
HEX07734003 | 12"/300mm Dig Ht gage |  | 0
HEX07734004 | Electronoic Scriber 600mm/24in |  | 0
HEXANE | Hexane 2.5L |  | 0
HEXBIT1.27MMX2"L | TONICHI HEX BIT 1.27MMX2"L |  | 0
HEXBIT1.5MMX2"L | 1.5mm X 2 inch hex bit |  | 0
HEXBITM2X70MM | HEXAGON BIT M2X70MM |  | 0
HF50 | Algor Push Pull Gage Model: HF-50 |  | 0
HI1131B | Electrode Combination Glass Body | with BNC connector & 1 meter Cable | 0
HI3831F | Hanna Free Chlorine Liquip Test |  | 0
HI70300L | ph electrode storage solution 460ml | hanna HI70300l | 0
HI703L | calibration solution for conductivity | 500ml/bottle | 0
HIM2015 | HIM-2015 Horizontal Measuring System |  | 0
HIM2015CONTLIGHT1 | 1W Contour Light Complete Set |  | 0
HIM2015CONTLIGHT2 | 1W Contour Light Parts Assembly |  | 0
HIM2015ILLCONTBOARD | Illumination Control Board HIM2015 |  | 0
HISTHERMO | HISAMATSU -Ref Thermo-hygrogra |  | 0
HJW600 | PRECISION BALANCE BRAND : UWE | MODEL : HJW-600 CAPACITY : 600G | 0
HL01 | HALOGEN LAMP HL01, 12V20W |  | 0
HLNPROBE | probe for hln |  | 0
HLX64625 | OSRAM HLX64625 12V 100W |  | 0
HLX64653 | OSRAM HLX64653 24V 250W REFLECTOR |  | 0
HN11610C | Mag Lamp HN116 10X (POLE TYPE |  | 0
HN11810C | Mag Lamp HN118 10X |  | 0
HN1183C | Mag Lamp HN118 3X |  | 0
HN1188C | Mag Lamp HN118 8X |  | 0
HOMOGENIZER | IKA, HPH 2000/04-SH5 HIGH | HIGH PRESSURE HOMOGENIZER | 0
HOTPRESS100T | HOT PRESS Machine 100T(complete function | Flat Mould size :850x600mm 415v | 0
HOZELOCK5102SPRAYER | Hoze Lock 5102(1.25lt) Sprayer |  | 0
HP LASER TONER | HP LASER TONER 2612 |  | 0
HP23019E | Controller for TOPTECH P25F-1-HA |  | 0
HP30A | heater for HP-30A |  | 0
HPS2 | SCOTTS PALLET TRUCK SCALE HPS-2 |  | 0
HQ129 | HQ-129 hand held Probe ?4.8mm x 1500mm | c/w 1 meter wire & "k" miniature plus | 0
HR-150A | TIME, ROCKWELL HARDNESS TESTER |  | 0
HR150A1 | HR150A-1 Large flat Anvil 150mm |  | 0
HR15N-80 | YAMAMOTO TEST BLOCK |  | 0
HR15TS-78 | Yamamoto Test Block |  | 0
HRA80 | YAMAMOTO TEST BLOCK |  | 0
HRATESTBLOCK | TEST BLOCK HRA |  | 0
HRB90 | Yamamoto Test Block Model: HRB-90 |  | 0
HRBS32 | Yamamoto Test Block Model: HRB32 |  | 0
HRBS62 | Yamamoto Test Block Model: HRB62 |  | 0
HRBS90 | Yamamoto Test Block Model: HRB90 |  | 0
HRC30 | Yamamoto Test Block HRC-30 |  | 0
HRC30TESTBLOCK | test block ,HRC30 |  | 0
HRC35 | Yamamoto Test Block, hrc35 |  | 0
HRC40 | Yamamoto Test Block Model: HRC40 |  | 0
HRC45 | Yamamoto Test Block, HRC45 |  | 0
HRC50 | Yamamoto Test Block Model: HRC-50 |  | 0
HRC60 | Yamamoto Test Block HRC-60 |  | 0
HRC60TESTBLOCK | test block ,HRC60 |  | 0
HRF-90 | Yamamoto Test Block | Model: HRF-90 | 0
HRFS-90 | Yamamoto Test Block |  | 0
HS33 | nagata digital crane scale | model:hs33,cap:6kg x 2g | 0
HS-50 | ACCUTEC DIGITAL HANGING SCALE,50KG X 2G |  | 0
HT-4200 | Ono Sokki Tachometer |  | 0
HT50P | portable digital hardness tester |  | 0
HVS10 | Mitaka, Digital Vickers Hardness Tester |  | 0
HVS30 | Digital Vickers Hardness Tester with bur |  | 0
HVS50 | Digital Low Load Vicker Hardness Tester | HVS-50 | 0
HW21110808 | Toptech Segmented Rim Balde 6", |  | 0
HW21120602L | TOPTECH, Diamond blade?125x?12.7xt0.5 | for CL40 | 0
HW21120702L | Toptech Diamond/Metal Sintering |  | 0
HW21220502L | Top Tech CBN Blade (Metal Bounded) F100) |  | 0
HXD2B | HXD-2B of LED燿ouble lights |  | 0
HXPLIGHTING | LEDHXP without power supply |  | 0
HYDROMETER | Hydrometer 0.80-0.90 SP.G | Brand :Cole-Parmer | 0
I0574184 | thermal paper roll 110x50mm |  | 0
IBF2000 | IBF2000 microsocpe |  | 0
IBODYDTH130 | ?? impact body D?for TH130 |  | 0
IBODYTIPDTH130 | ??? impact body tip D for TH130 |  | 0
IBS100 | INVERTED BIOLOGICAL MICROSCOPE | BRAND: RAXVISION, MODEL: IBS-100 | 0
IBS2 | MICROSCOPE IBS-2 |  | 0
ICCHIP93LC46B | NAGATA IC CHIP (93LC46B) |  | 0
ICCHIP93LC66B | NAGATA IC CHIP (93LC66B) |  | 0
ILMVAC1417R | filter element F/ 1417P-7 1 |  | 0
IMADS2200NLOADCELL | Imada Load Cell DS2200N |  | 0
IMADTXS-5N | imada Screw Cap Tester |  | 0
IMAMX21000N | Imada Motorised Stand |  | 0
IMAZTS1000N | Imada Digital Force Gage |  | 0
IMCAF6T10 | Imada Adapter CA-F6T10 |  | 0
IMMOIL100ML | 100ML/BOTTLE IMMERSION OIL |  | 0
IMMOIL10ML | Immersion Oil 10ml for Microscope |  | 0
IMPBODYD | ?? impact body D?? |  | 0
IMPBODYTIPD | ??? impact body tip D |  | 0
IMPTDEVICEC | Impact device - C |  | 0
IMPTDEVICED | impact device D |  | 0
IMPTDEVICED+15 | Impact device - D+15 |  | 0
IMS100 | Inverted Metallurgical Microscope |  | 0
IN9052 | CONSTANCE INCUBATOR | IN 9052 | 0
IN9082 | Constance IN Series Incubator |  | 0
IN9162 | IN-9162 incubator |  | 0
IN9272 | IN-9272 CONSTANCE INCUBATOR |  | 0
INDENTERBALLI/8" | Times Steel Indentor Ball 1/8" |  | 0
INDGAUGE6.57MM | individual pin gauge 6.57mm |  | 0
INDGAUGE6.58MM | individual pin gauge 6.58mm |  | 0
INDGAUGE6.59MM | individual pin gauge 6.59mm |  | 0
INDGAUGE8.10MM | individual pin gauge 8.10mm |  | 0
INDGAUGE8.15MM | individual pin gauge 8.15mm |  | 0
INDPINGAGE | INDIVIDUAL PIN GAGE, +0.0025MM |  | 0
INGAUGE1.0005MM | gauge block 1.0005mm, grade : 0 |  | 0
INGAUGE10MM | individual gauge block, grade 0 |  | 0
INGAUGE1MM | individual gauge block, grade 0 |  | 0
INGAUGE20MM | individual gauge block, grade 0 |  | 0
INGAUGE25MM | INDIVIDUAL GUAGE BLOCK,GRADE 0 | 25MM | 0
INGAUGE50MM | INDIVIDUAL GUAGE BLOCK,GRADE 0 | 50MM | 0
INGAUGE5MM | individual gauge block, grade 0 |  | 0
INS&CALIFORIMS | installation & calibration for IMS | impact I CNC CMM on site | 0
INSTALLATION+CALIBRATION | with installation & on-site calibration |  | 0
INTERNALRELAY | WDW100E Spare part,Internal Relay |  | 0
IODINE | Iodine (solid) 100g |  | 0
IQ/OQCERT | IQ/OQ CERTIFICATE |  | 0
IQOQPQRV10BASIC | IKA IQOQPQ for RV10 Basic |  | 0
IRON (III) OXIDE | Iron (III) Oxide 500g |  | 0
IRON600X450X100 | cast iron plate 600x450x100mm |  | 0
IRONSTAND610X450 | stand for cast iron plate size=610x450mm |  | 0
IRONSTD10KG | INDIVIDUAL STD WEIGHT,CAST IRON | CAP: 10KG | 0
IRPRINTER | WIRELESS IR PRINTER |  | 0
IS010 | Citizen Dial Gage, Model: IS-010 |  | 0
ISO17025CALREPORT | ISO CALIBRATION REPORT |  | 0
ISS0594-1 | ISSOKU (DAIICHI SOKUHAN) MEDICAL PLUG G1 |  | 0
ISS10H7 | Issoku Plain Plug Gage |  | 0
ISS12H7 | Issoku Plain Plug Gage |  | 0
ISS28MM | Issoku Plain Plug Gage | Dia: 28mm Go: +0/NoGo: +0.021mm | 0
ISS32H7 | Issoku Plain Plug Gage |  | 0
ISS4.6H7 | Issoku Plain Plug Gage Go Only 4.6 H7 |  | 0
ISS594-1PLUG | Issoku Taper Plug Gage ISO 594-1 (Plug) |  | 0
ISS594-1RING | Issoku Taper Ring Gage ISO 594-1 (Ring) |  | 0
ISS6H7 | Issoku Plain Plug Gage |  | 0
ISSDOU10X1.5 | Issoku Double Ended Thread Plug Gage-6H |  | 0
ISSDOU12X1.75 | Issoku Double Ended Thread Plug Gage-6H |  | 0
ISSDOU14X1.0 | Issoku Double Ended Thread Plug Gage-6H |  | 0
ISSDOU6X1.0 | Issoku Double Ended Thread Plug Gage-6H |  | 0
ISSDOU8X1.25 | Issoku Double Ended Thread Plug Gage-6H |  | 0
ISSGO14X1.0 | Issoku Go/No Go Ring Gage |  | 0
ISSPLAINPLUGGAGE | ISSOKU PLAIN PLUG GAGE GO:22.5,NOGO:23.4 |  | 0
ISU 20360-7 | ISUZU 20360-7 |  | 0
ISU20012-7 | Isuzu Chart Paper 7 days (55 sheets) |  | 0
ISU200127 | Isuzu chart paper, 7 days, -20 | 20012-7 = 1 | 0
ISU20360-7 | Isuzu Chart Paper Model: 20360-7 |  | 0
ISUP/Cover721100 | Isuzu Plastic Cover for Model: | 7211-00 | 0
ISUZU C.PAPER | ISUZU CHART PAPER MODEL:10360-7 |  | 0
ISUZUCARTINKRED | ISUZU CARTRIDGE PEN INK - RED | Packing : 1 pkt - 3 pcs | 0
ISUZUTH27R | ISUZU THERMOHYGROGRAPH TH-27R |  | 0
ITPLUS4 | IT Plus 4.0 S/W W/hard lock ke |  | 0
ITPLUSCARD | capture card (IT Plus Ver. 4) |  | 0
J2000 | DELMHORST WOOD MOISTURE METER J-2000 | C/W 26ES ELECTRODE & CARRYING CASE | 0
JAPAN50BNEX | 50-B N-EX | JAPAN | 0
JAPAN80ANEX | 80-A N-EX | JAPAN | 0
JAPAN92ADL | japan bulb 92ADL |  | 0
JAPAN92BDEX | JAPAN RING BULB 92 BD-EX |  | 0
JAPANFL150 | JAPAN MICRO-LITE FL-150 |  | 0
JAPANLENS12MM | Japan Fix Lens 12.5mm |  | 0
JAPANLENS16MM | Japan Fix Lens 16mm 1:14 |  | 0
JAPANLENS6MM | Japan Fix Lens 6mm |  | 0
JAPANLENS9MM | Fujinon 9mm fix lens |  | 0
JBG3/8 | TTG/JBO - BSP-G Thread Plug Gauge | Size : G3/8 x 19 | 0
JFR100/3S/22A | Round Bottom Flask 100ml, 3-Neck Angled | Centre S24/29, Side S19/26 Brand:Favorit | 0
JH031501 | dessicant module |  | 0
JPG,M8X1.25- GR2 | Thread ring gauge ,M8x1.25- GR2(Go ring) |  | 0
JPG1/2-20(50-20)UNF | JPG Thread Ring Gages (GO/NOGo) | Size: 1/2-20 (.50-20) UNF GRIR-2A | 0
JPG1/4-28UNF-2B | Thread plug gauge go only |  | 0
JPG1/4-36 UNS 2B GPIP | JPG Thread Plug Gage,1/4-36 UNS 2B GPIP |  | 0
JPG1/4-36UNS-2B | JPG INTERNAL THREAD GAUGE |  | 0
JPG10-40 UNS GPIP-2B | JPG Thread Plug Gage, | Size: 10-40 UNS GPIP-2B | 0
JPG1-1/16 | Size: 1-1/16 ?14 UNS GPIP-2B |  | 0
JPG1-1/16-14UNFA | JPG Thread Ring Gage Go/NoGo | Size: 1-1/16 ?14 UNS GRIR-2A | 0
JPG1-20UNEF | JPG Thread Ring Gages (GO/NOGo) | Size: 1-20 UNEF GRIR-2A | 0
JPG3.960 | JPG Ring Gage | Size: 3.960 +0.001/-0 | 0
JPG3.972 | JPG Ring Gage | Size: 3.972 +0.003/-0 | 0
JPG3/4(75-20)UNEF | JPG Thread Ring Gages (GO/NOGo) | Size: 3/4-20 (.75-20) UNEF GRIR-2A | 0
JPG3/4-16UNF2A | JPG Thread Ring Gage Go/NoGo | Size: 3/4 ?16 UNF GRIR-2A | 0
JPG3/4-16UNF2B | Thread Plug Gauge Size: 3/4 ?16 UNF | GPIP-2B | 0
JPG3/8-40UNS-2A | Screw Thread Limit Ring Gauge |  | 0
JPG4-40UNC-2B | Thread plug gauge go & no go |  | 0
JPG5/8-18 | Size: 5/8 ?18 UNF GPIP-2B |  | 0
JPG5/8-18UNF2A | JPG Thread Ring Gage Go/NoGo | Size: 5/8 ?18 UNF GRIR-2A | 0
JPG60-40UNF2A | JPG Thread Ring Gage Go&NoGo 2A |  | 0
JPG60-40UNF2BD/E | JPG Thread Plug Gage Go&NoGo 2B |  | 0
JPG7/16UNF2A | Thread Ring Gauge Size: 7/16 ?20 UNF | GRIR-2A | 0
JPG7/8-14UNF2A | Thread Ring Gauge Size: 7/8 ?14 UNF | GRIR-2A | 0
JPG7/8-14UNF2B | Thread Plug Gauge Size: 7/8 ?14 UNF | GPIP-2B | 0
JPG7-16-20UNF2B | Thread Plug Gauge Size: 7/16 ?20 UNF | GPIP-2B | 0
JPGG1/8-28RING | JPG GO & NoGO Ring Gage | Size: G 1/8 -28 Pipe Screw Thread Limie | 0
JPGM10X1.25GPIP2 | Thread plug gauge go & no go |  | 0
JPGM10X1.5GPIP | JPG Thread Ring Gage, |  | 0
JPGM10X1.5GRIR | JPG Thread Ring Gage, |  | 0
JPGM12X1GPNP | JPG Thead Plug Gauge M12x1GPNP |  | 0
JPGM14X1.5 | JPG Thread Plug Gage ISO Std Go & NoGo | Size: M14 x 1.5 - 6H | 0
JPGM2.5X0.35 | JPG THREAD RING GAGE (GO n NOGO) | Size: M2.5 x 0.35 GRIR2 | 0
JPGM2.5X0.45 | JPG THREAD RING GAGE (GO n NOGO) | Size: M2.5 x 0.45 GRIR2 | 0
JPGM2.5X0.45GR2 | JPG THREAD RING GAGE GR2 | Size: M2.5 x 0.45 GR2 | 0
JPGM2.5X0.45IR2 | JPG THREAD RING GAGE IR2 | Size: M2.5 x 0.45 IR2 | 0
JPGM2X0.4GP2 | Thread plug gauge go only |  | 0
JPGM2X04-6H | JPG THREAD RING GAGE M2X0.4-6H (GO ONLY) |  | 0
JPGM3.5X0.6 | JPG THREAD RING GAGE (GO n NOGO) | Size: M3.5 x 0.6 GRIR2 | 0
JPGM3.5X0.6GR2 | JPG THREAD RING GAGE GR2 | Size: M3.5 x 0.6 GR2 | 0
JPGM3.5X0.6IR2 | JPG THREAD RING GAGE IR2 | Size: M3.5 x 0.6 IR2 | 0
JPGM30X1.0 | JPG Thread Ring Gage Go&NoGo | Size: M30 x 1.0 GRIR2 | 0
JPGM3X0.35 | JPG THREAD RING GAGE (GO n NOGO) | Size: M3 x 0.35 GRIR2 | 0
JPGM3X0.5 | JPG THREAD RING GAGE (GO n NOGO) | Size: M3 x 0.5 GRIR2 | 0
JPGM3X0.5 GR2 | JPG THREAD RING GAGE GR2 | Size: M3 x 0.5 GR2 | 0
JPGM3X0.5GR2 | JPG THREAD RING GAGE GR2 | Size: M3 x 0.5 GR2 | 0
JPGM3X0.5IR2 | JPG THREAD RING GAGE IR2 | Size: M3 x 0.5 IR2 | 0
JPGM3XP0.5 | Thread Plug Gauge Size: M3 x P0.5 | GPIP-II | 0
JPGM4X0.7 | JPG THREAD RING GAGE (GO & NOGO) | SIZE:M4 X 0.7 - 6E GRNR | 0
JPGM4X0.7-5H GPNP | JPG THREAD PLUG GAUGE, SIZE: M4 x 0.7-5P |  | 0
JPGM4X0.7GPIP2 | Thread plug gauge go & no go |  | 0
JPGM4X0.7GR2 | JPG THREAD RING GAGE GR2 | Size: M4 x 0.7 GR2 | 0
JPGM4X0.7IR2 | JPG THREAD RING GAGE IR2 | Size: M4 x 0.7 IR2 | 0
JPGM4XP0.7 | Thread Plug Gauge Size: M4 x P0.7 | GPIP-II | 0
JPGM5X0.5 | JPG Thread Plug Gage Go&NoGo M5 x 0.5 | GPIP-II | 0
JPGM5X0.8 | JPG SCREW THREAD RING GAGE(GO n NOGO) | Size: M5 x 0.8 GRIR2 | 0
JPGM5X0.8GPIP2 | Thread plug gauge go & no go |  | 0
JPGM5XP0.8 | Thread Plug Gauge Size: M5 x P0.8 | GPIP-II | 0
JPGM64X1.5 | JPG Thread Ring Gage M64 x 1.5 |  | 0
JPGM6M6X1.0-GR2 | Thread ring gauge ,M6x1.0-GR2 (Go ring) |  | 0
JPGM6X0.5 | JPG Thread Plug Gage ISO Std Go & NoGo | Size: M6 x 0.5 - 6H | 0
JPGM6X1.0GP2 | Thread plug gauge go only |  | 0
JPGM6XP1.0 | Thread Plug Gauge Size: M6 x P1.0 | GPIP-II | 0
JPGM8X1.25-GRI | Thread ring gauge , M8x1.25-GRI (Go Rin) |  | 0
JPGM8X1.25RING | JPG Thread Ring Gage Go/No Go | Model: M8 x 1.25 | 0
JPGMASRINGGAUGE11.50MM | JPG MASTER RING GAGE DIA : 11.50mm |  | 0
JPGPLAIN10-0.020/-0.041 | JPG PLAIN PLUG GAGE, DIA 10-0.020/-0.041 |  | 0
JPGPLAIN12+0.027/0 | JPG PLAIN PLUG GAGE, DIA 12+0.027/0 |  | 0
JPGPLAIN13+0.018/0 | JPG PLAIN PLUG GAGE, DIA 13+0.018/0 |  | 0
JPGPLAIN26+0.033/0 | JPG PLAIN PLUG GAGE, DIA 26+0.033/0 |  | 0
JPGPLAIN30+0.033/0 | JPG PLAIN PLUG GAGE, DIA 30+0.033/0 |  | 0
JPGPLAIN35-0.021/-0.037 | JPG PLAIN PLUG GAGE, DIA 35-0.021/-0.037 |  | 0
JPGPLAIN35-0.025/-0.041 | JPG PLAIN PLUG GAGE, DIA 35-0.025/-0.041 |  | 0
JPGPLAIN37+0.039/0 | JPG PLAIN PLUG GAGE, DIA 37+0.039/0 |  | 0
JPGPLAIN47-0.021/-0.037 | JPG PLAIN PLUG GAGE, DIA 47-0.021/-0.037 |  | 0
JPGPLAIN52-0.026/-0.045 | JPG PLAIN PLUG GAGE, DIA 52-0.026/-0.045 |  | 0
JPGPLAIN72-0.026/-0.045 | JPG PLAIN PLUG GAGE, DIA 72-0.026/-0.045 |  | 0
JPGPLAIN72-0.037/-0.056 | JPG PLAIN PLUG GAGE, DIA 72-0.037/-0.056 |  | 0
JPGRINGGAGE25MM | JPG Master Ring Gage, | Dia:25mm, Tol:+/-0.001mm | 0
JPGRINGGAGE50MM | JPG Master Ring Gage, | Dia:50mm, Tol:+/-0.0015mm | 0
JPGRINGGAGE62MM | JPG MASTER RING GAGE DIA:62 MM |  | 0
JPSC2212 | Minimo Power Pack AC230V |  | 0
JPSKP032 | Minimo Collet Chuck D3.0 |  | 0
JPSKV112H | Minimo Holder KV-112H + H011 Head |  | 0
JSZ6 | JSZ6 MICROSCOPE WITH INCIDENT AND | TRANSMITTED LIGHT | 0
K001 | Brand : Hettich, Cat no. :K001 | Service- and instruction | 0
K100 | K type Platform scales:w/ ALUM.Dial head | 100kgX200g platter:390x295mm | 0
K150W | Nagata Heavy Duty Dial type Platform | Scale Model : K-150W | 0
K150W150KG | NAKATA K-150W 150 KG |  | 0
K265FLAT6KG | DIBAL K265 FLAT 6KG |  | 0
K265FLATTHERHEAD | DIBAL K265 FLAT THERMAL HEAD |  | 0
K265LCD | K265 LCD |  | 0
K265THERMALHEAD | K265 HANGING SCALE THERMAL HEA |  | 0
K300W | K-300W, 100KG X 200G |  | 0
KAM3020 | ARCS KAM3020 |  | 0
KAN1.5SGK | KANON TORQUE METER | 1.5(II)SGK | 0
KAN120QCK | KANON RATCHET HEAD MODEL: 120QCK |  | 0
KAN230SCK10 | KANON OPEN END WRENCH HEAD | MODEL 230SCK. NO.10 | 0
KAN230SCK7 | KANON OPEN END WRENCH HEAD | MODEL 230SCK. NO7 | 0
KAN230SCK8 | KANON OPEN END WRENCH HEAD | MODEL 230SCK. NO8 | 0
KAN2DPSK | Kanon Torque Driver Model: 2DPSK |  | 0
KAN900HCK10 | KANON HEXAGON HEAD MODEL:900HCK NO.10 |  | 0
KAN900HCK12 | KANON HEXAGON HEAD MODEL:900HCK NO.12 |  | 0
KAN900HCK6 | KANON HEXAGON HEAD MODEL:900HCK NO.6 |  | 0
KAN900HCK8 | KANON HEXAGON HEAD MODEL:900HCK NO.8 |  | 0
KAN900LCK | KANON TORQUE WRENCH MODEL: 900LCK |  | 0
KANETECTM801 | Kanetec Tesla Meter - TM801 |  | 0
KANETH15B | Kanon Depth Gage Model: E-TH15B |  | 0
KANKMDH5 | Kanetec Demagnitizer Model:KMDH-5 (240V) |  | 0
KANN230LCK | KANON TORQUE WRENCH MODEL N230LCK |  | 0
KANN60LCK | KANON TORQUE WRENCH MODEL N60LCK |  | 0
KANNIDPSK | Kanon Torque Screw Driver Model: | N1DPSK | 0
KANRM30DX | Kanon Centerline Caliper | Model: RM30DX, (Range: 300mm) | 0
KANRM60DX | Kanon Centerline Caliper | Model: RM60DX, (Range: 600mm) | 0
KANSGKG | KANON TORGUE GAUGE WITH MAX POINTER |  | 0
KBE2702024K | STARAIGT DIE GRINDER |  | 0
KBE2702316P | 1/2" AIR IMPACT WRENCH | Model : IW500 | 0
KBE2702500K | 5R500 1/2" SQ DR.RACHET SPEED WRENCH |  | 0
KC50 | Kain Chung 50kg Spring Scale |  | 0
KD112 | DRY KD-112 | DRY CABINET | 0
KD112DOOR | DOOR FOR KD112 |  | 0
KD112SHELF | SHELF FOR KD112 |  | 0
KD160 | tanita digital weighing scale |  | 0
KD200 | PORTABLE ELECTRONIC DIGITAL SCALE(TANITA | MODEL:KD200 RANGE:2KGX2G | 0
KD200-2000 | compact scale model =kd200-20000 | capacity 2kgx2g c/w adaptor | 0
KD70 | DRY KD-70 | DRY CABINET | 0
KD70POWERSUPPLY | POWER SUPPLY BOARD FOR KD70 |  | 0
KD70SHELF | SHELF FOR KD70 |  | 0
KEN5053240K | 12X200MM FLAT COLD CHISEL |  | 0
KEN5181320K | TAPER BORE GAUGE 1-15mm |  | 0
KEN5183110K | ROUND END - RIGID BLADE ( STEEL RULES ) | 150mm/6" | 0
KEN5723700K | POUND THRU HI-GRID SCREWDRIVER SET 7 PCS |  | 0
KEN5827340K | SPLINE SCREW DRIVER BIT SET |  | 0
KEN5827993K | METRIC SOCKET SET SQUARE DRIVE 50pcs |  | 0
KEN5932920K | REPLACEMENT TRAY FOR KEN5827993K |  | 0
KEN5935200K | DRAWER SMALL PARTS STORAGE CABINET |  | 0
KEN5935300K | DRAWER COMB. PARTS STORAGE CABINET | 36 DRAWERS | 0
KEN5945540K | RED 5 DRAWER PROFESSIONAL ROLLER |  | 0
KEN6012120K | 12.0MM HEXAGON WRECH |  | 0
KEN6015140K | 14.0MM LONG AEM HEXAGON WRENCH |  | 0
KEN6015170K | 17.0MM LONG AEM HEXAGON WRENCH |  | 0
KEN6015970K | 1.5-10MM LONG ARM HEXAGON WRENCH SET 9PC |  | 0
KEN6025500K | METRIC L-WRENCH BALL DRIVER SET 9 PCS |  | 0
KEYPADCEN306 | KEYPAD FOR CENTER 306 |  | 0
KFG-1-120-C1-11L1M2R | Kyowa(Japan)Gen.Purpose Strain Gauge |  | 0
KIB1500 | DyneProbes, set of 4 pcs |  | 0
KIB1501 | DyneProbes, set of 8 pcs |  | 0
KIB1520 | USB Memory Stick |  | 0
KIB1532 | Ground Cable (Magnet) |  | 0
KIB3500 | Kibron AquaPi portable tensiometer |  | 0
KIB3523 | DyneCup Sample Cuvette PP, set of 10 pcs |  | 0
KIB3524 | Carrying case |  | 0
KIB3531 | DyneCup Sample Cuvette PP, set of 100 ps |  | 0
KIB3532 | PP Sample cup, set of 200 pcs |  | 0
KIB3600 | KIBRON EZ-Pi PLUS Tensiometer |  | 0
KIB3620 | Temperature Probe PT-100 |  | 0
KIB3630 | Glass Sample Cups (Dynecups), |  | 0
KIB3800 | KIBRON AquaPi Plus ?Tensiometer |  | 0
KIB3801 | AquaPi Plus instrument interface cable |  | 0
KIB3825 | User Manual |  | 0
KIB6999 | PT-100 temperature Sensor |  | 0
KIBRONEZPI | Kibron EZ-Pi plus Portable Tensiometer |  | 0
KIM1510EU | VIDEO MEASURING SYSTEM |  | 0
KIM2010CU | MODEL: KIM-2010CU |  | 0
KIM2010SVP | KIM 2010 video measuring system |  | 0
KIM30200.5XOBJ | 0.5X Object Lens For KIM3020SVP |  | 0
KIM3020CSU | RFS 3020 |  | 0
KIM3020CU | ARCS Video Measuring System |  | 0
KIM3020SVP | NON CONTACT VIDEO MEASURING SYSTEM |  | 0
KINDGAUGE8.10MM | individual pin gauge 6.59mm |  | 0
KM06S | Kanetic Magnet Holder KM-06S |  | 0
KMV125D | Kanetec Magnetic V-Block Model:KMV-125D |  | 0
KMV-50D | Kanetec Magnetic V-Block Model: KMV-50D |  | 0
KMV50D | Kanetec Magnetic V-Block |  | 0
KNF-N86KN.18 | Mini Diaphragm Vacuum Pumps & Compressor |  | 0
KNOBPJPROFILE | KNOB FOR PROFILE PROJECTOR(PJ SERIES) |  | 0
KNOBZTXE | KNOB OF ZTX-E |  | 0
KOLASCERT | KOLAS certificate |  | 0
KORIH102M-3 | Kori CounterModel: H-102M-3 |  | 0
KORIRS207-5 | Kori Counter Model: RS-207-5 |  | 0
KP032 | Minimo Collect (3.00mm) Model: KP-032 |  | 0
KP036 | Minimo Collect (2.34mm) Model: KP-036 |  | 0
KRS6572 | Rubber Stopper Solid 65 x 72mm (NO:23) | Ross | 0
KV11H | Minimo Rotary Motor Model KV11H |  | 0
KW302B | NAGATA BENCH SCALE |  | 0
KW-302-R | NAGATA BEACH SCALE ,60kgx10g |  | 0
KXP1121 | PANASONIC PRINTER KXP1121-24 PIN | 80COLUMN 160CPS | 0
KYA-8B | Kanetec magnetic V-Block |  | 0
KYORITSU2003A | KYORITSU AC/DC CLAMP METER |  | 0
KYOWAOBJLENS100X | KYOWA OBJECTIVE LENS 100X |  | 0
L001040 | Switch, Micro for MS2 shaker |  | 0
L001290 | O-ring for MS2 shaker |  | 0
L001540 | MS 1.21 One-hand insert |  | 0
L001830 | MS 1.34 Test tube insert |  | 0
L001840 | MS 1.31 Test tube insert |  | 0
L001850 | MS 1.32 Test tube insert |  | 0
L001860 | MS 1.33 Test tube insert |  | 0
L002 | Brand : Hettich, Cat no. :L002 | Lock, 2 switch and stroke | 0
L003 | Brand : Hettich, Cat no. :L003 | Lock without switch, stroke magnet | 0
L004639 | S 18 N - 10 G Dispersing element |  | 0
L004787 | BEARING FOR S18N-19G |  | 0
L004789 | STATOR FOR S18N-19G |  | 0
L004816 | Drive Shaft for IKA T 18 |  | 0
L004821 | Rotor for IKA T 18 |  | 0
L008 | Brand : Hettich, Cat no. :L008 | Adjusting knob | 0
L009 | Brand : Hettich, Cat no. :L009 | Push rod | 0
L010 | Brand : Hettich, Cat no. :L010 | Cover dark grey | 0
L012 | Brand : Hettich, Cat no. :L012 | Washer | 0
L015 | Brand : Hettich, Cat no. :L015 | Housing for control panel | 0
L016 | Brand : Hettich, Cat no. :L016 | IC temperature sensor | 0
L018 | Brand : Hettich, Cat no. :L018 | Kltragblech | 0
L019 | Brand : Hettich, Cat no. :L019 | Housing for temperature sensor | 0
L021 | Brand : Hettich, Cat no. :L021 | Centrifuging chamber cpl. | 0
L024 | Brand : Hettich, Cat no. :L024 | Tappet for push button | 0
L025 | Brand : Hettich, Cat no. :L025 | Safety device for transport | 0
L028 | Brand : Hettich, Cat no. :L028 | Cover plate | 0
L030 | Brand : Hettich, Cat no. :L030 | Sealing | 0
L031 | Brand : Hettich, Cat no. :L031 | Socket D029 (29x5) | 0
L032 | Brand : Hettich, Cat no. :L032 | Metal sheet nut B7-3,9 | 0
L033 | Brand : Hettich, Cat no. :L033 | Round | 0
L037 | Brand : Hettich, Cat no. :L037 | Self-adhesive label - Read | 0
L040 | Brand : Hettich, Cat no. :L040 | Bimetallic snap-switch (60+5C) | 0
L1030ALIGHTTUBE | L-1030A High Power Scope Light |  | 0
L150PCB | L-150 P.C.B |  | 0
LA5 | Peacock Caliper Gage Model: LA-5 |  | 0
LABOVAC10 | OIL FOR ROTARY ANE PUMPS LABOVAC 10, 10L |  | 0
LATEXGLOVE | Latex Clove(L) Powder Free |  | 0
LBM#BF51728C | Thermo SC Lindberg Blue M. Cap: 42.5L | 1.5 Cu.Ft. Temperature Range: 100癈~110C | 0
LBULBCONTROLLERPCB | Light Bulb Controller with PCB | for Y100/Y103T | 0
LCB0727 | lauda aqualine AL 25 |  | 0
LCDCEN306 | LCD for CENTER306 |  | 0
LCDLIGHTUCAC015 | LCD BACK LIGHT FOR UCA015 |  | 0
LCDMONITOR10" | 10" SYNC LCD monitor |  | 0
LCDMONITOR15' | LCD MONITOR 15' |  | 0
LCDUR-2130144 | DUSH EXAPORATING 170ML FLAT | BOTTOM WITH SPOUT 95 X 55MM " DURAN " | 0
LCE0226 | Complete control panel for Lauda Alpha |  | 0
LCNAY-F015-300B | FORCEP DRESSING 300MM | BLUNT STRAIGHT S..S.."NAYYAR" | 0
LCS302 | LCS-302,150KG |  | 0
LCS302PCB | MAINBOARD FOR NAGATA LCS-302, |  | 0
LCS60 | LCS-60,CAP:30KG X 5G, |  | 0
LDL86X15R | LDL-86X15-R RED |  | 0
LDL86X15W | LED light source+Power Supply PSA-24/25W |  | 0
LDOE0200-1A3 | Z-Axis Linear Scale for KAM2010 |  | 0
LDOE0600-1AE | ARCS LINEAR SCALE, 600MM |  | 0
LDOS0200-1 | Arcs Linear Sclae ML200 MM |  | 0
LDOS100MM1MIC | LDOS-01005A35 100mm(Resolution 1 micron) |  | 0
LDOS-2001B35 | X axis for RFM-1510E |  | 0
LDOS300MM1MIC | LDOS-03005A35 300mm(Resolution 1 micron) |  | 0
LDR50AR | LDR-50A-R RED |  | 0
LDR50BB | LDR-50B-B BLUE |  | 0
LDR50BG | LED light (LDR-50B-G) |  | 0
LE407 | mettler toledo, combination PH electrode | BNC connector | 0
LEAA101 | LEAF LINEN TESTER A10-1 |  | 0
LEAX16-3 | Leaf 10X Lupe Model: X16-3 |  | 0
LEAX345 | Leaf Multitiple Lupe X345 |  | 0
LED FOR LED60 | LED FOR LED60 |  | 0
LED117ESD | LED117ESD |  | 0
LED24W | LIGHT EMITTING DIODES 24W |  | 0
LED-3W-ACMI | Upgrade from 1.25W to 3W Super Bright | heavy duty industrial | 0
LED48W | LIGHT EMITTING DIODES 48W |  | 0
LED48WADJ | NEW TYPE LIGHT EMITTING DIODES | 48W ADJUSTABLE LED-48W | 0
LED56W/OUTDIMMER | LED56W without dimmer |  | 0
LED56WBULB | LED bulb for LED56W |  | 0
LED56WBULBCOVER | clear bulb cover for LED56W |  | 0
LED56WESD | LIGHT EMITTING DIODES 56W ESD |  | 0
LED56WPRSUP | Power Supply for LED 56W |  | 0
LED56WRINGLIGHT | Ring Light for LED56W |  | 0
LED60ADJMETAL | NEW TYPE METAL CASING LIGHT | EMITTING DIODES 60W ADJUSTABLE | 0
LED60ADJPWRSUP | POWER SUPPLY OF LED-60ADJ |  | 0
LEDADAPTOR | ADAPTOR FOR LED |  | 0
LEDBARLIGHT | Bar Light |  | 0
LEDENCODERASSY | Spare Part | LED Encoder Assy. For Impact 1 CNC CMM | 0
LEDFORLEDHXP | led set fro led hxp |  | 0
LEDHXPESD | ESD LEDHXP? |  | 0
LEDLDL86X15W | LED light source for LDL-86X15-W |  | 0
LEDLDLTPSI51R | LED light source,Model:LDL-TP-Si51-Red |  | 0
LEDLIGHTKAM3020 | LED RING LIGHT FOR KAM3020, |  | 0
LEDMODULEASSY | LED Illumination Power Module and Asseme |  | 0
LEDMONITOR | Led Monitor 5" |  | 0
LEDPART | LED part for RMZ-BIL scope |  | 0
LEDPWRSUPPLY | LED Power Supply & cable (1) |  | 0
LEDRB122 | RB-122 LED |  | 0
LEDRFM1510E | LED Surface & Contour light for RFM1510E |  | 0
LEDRINGVMSF | LED RING LIGHT SET FOR VMS-F |  | 0
LEICAS6E | Leica S6E Stereomicroscope |  | 0
LEICAS6ENOSTAND | LEICA S6E SteteoMicroscope without | heavy duty stand | 0
LEIS6ENOSTAND | LEICA MICROSCOPE S6E WITHOUT STAND |  | 0
LEMOCABLE | lemo to lemo cable for auto sigma3200 |  | 0
LENSCLEANER | Lens Cleaner 40ml |  | 0
LENSHOLDER | MAGNIFIER LAMP LENS HOLDER |  | 0
LENSHOLDERDYNAVS | DYNAVISION LENS WITH HOLDER |  | 0
LESO2011 | LESOSHOPPE catalog |  | 0
LESO2012 | LESOSHOPPE catalog |  | 0
LEUTOR (518099999) | POLISHING POINTER R2224, GRADE : 220 |  | 0
LFHARDNESSTESTER | lamp 6V 15W & fuse for hardness tester |  | 0
LFL70X40R | LFL-70X40-R RED |  | 0
LG150 (1m) | Soft Type Single(ring type) for LG150(1m |  | 0
LG150POLARIZER | Polarizer FOR LG150 |  | 0
LG150SOFT1M | single soft fiberoptic(1m) for LG150(1m) |  | 0
LI5-2 | BOD Incubator |  | 0
LIGHTBOX | LIGHT BOX , BRAND : RAXVISION |  | 0
LIGHTPCBCONRFS | LIGHTING BOARD CONTROLLER FOR RFS |  | 0
LIGHTSETFLEXARM | FLEXIBLE STEEL ARM FOR LIGHTIN |  | 0
LIMITSENSORSUIZ | LIMIT SENSOR SUIZ | UNIUVERSAL TESTER MACHINE | 0
LIMONENE | Limonene 500ml |  | 0
LINEARSCALEYAXIS | Replacement Y axis for RFA3020/KAM3020 |  | 0
LINEARXAXISRFM | Linear X axis for RFM 1510 |  | 0
LITMUS | Litmus Paper Red , Whattman , | 12Reels/Box | 0
LKR70AR | LKR-70A-R RED |  | 0
LOADCELLARF05 | LOADCELL FOR ARF-05 |  | 0
LOADCELLARF10 | Load Cell for ARF 10 |  | 0
LOADCELLBW120H | loadcell for BW-120H |  | 0
LOADCELLDS20N | Imada Load Cell Only for DS-20N |  | 0
LOADCELLDS2-200N | Imada Load Cell for DS2-200N |  | 0
LOADCELLDS2-50N | Imada Load Cell only for DS2-50N |  | 0
LOADCELLDTU900 | loadcell for DTU900MHA |  | 0
LOADCELLPB300 | PB300 loadcell |  | 0
LOADCELLTC11 | Mettler toledo TCII Load cell |  | 0
LOADCELLWDW10 | LOADCELL FOR WDW10 |  | 0
LOADFEJ150A | FEJ 150A LOADCELL |  | 0
LOUP40X | industry loup 40x with LED light |  | 0
LR01BYELLOW | LR-01B ( Yellow Bulb ) ~2 nos |  | 0
LR01ESD | ESD Ring Illuminator Lighting Set |  | 0
LR01NOBULB110V | LR-01 110V WITHOUT BULB |  | 0
LR02110V | FLUORESCENT RING LIGHT LR-02, | 110V | 0
LR02240V | FLUORESCENT RING LIGHT LR-02, | 240V | 0
LR-02PCBCEN240V | LR-02 PCB center switch 240V |  | 0
LR02PCBSIDE240V | LR-02 PCB side switch 240V |  | 0
LR02ROTRING | LR-02 Rotary Ring |  | 0
LR03240V | FLUORESCENT RING LIGHT LR-03, | 240V | 0
LRO1NOBULB | LR01240V WITHOUT BULB |  | 0
LS14500 | RECHARGEABLE BATTERY 3.6V | CODE: LS14500 | 0
LS-K25KGF | load cell, |  | 0
LSW9108D | CITIZEN STOPWATCH MODEL : LSW9108D |  | 0
LT2-1500L | LOW MEDICAL REFRIGERATOR (1500 litres) |  | 0
LT25C-226A | PLASMA BLAST FREEZER -86oC | BRAND: CONSTANCE,MODEL: LT25C-226A | 0
LT25C-508A | PLASMA BLAST FREEZER -86oC | BRAND: CONSTANCE,MODEL: LT25C-508A | 0
LT40270 | ULTRA LOW TEMPERATURE |  | 0
LT40531 | ULTRALOW TEMPERATURE | -40篊 FREEZERS | 0
LT65-218 | Ultra low temperature -10??-65? |  | 0
LT86-388 | Constance Freezer |  | 0
LT86B | PLASMA BLAST FREEZER -86oC | BRAND: CONSTANCE,MODEL: LT86B-258L | 0
LTY-5200-100120 | Hydrometer GP, Range : 1.00-1.20 |  | 0
LTYPE12X7 | Label Manager Tape DI Standard Tapes | 12mm x 7m | 0
LTYPE9X7 | Label Manager Tape DI Standard Tapes | 9mm x 7m | 0
LUTRONANEMOMETER | Lutron Anemometer LM-81AM |  | 0
LVS105T10EF | ALL IN ONE LABORATORY VACUUM PUMP | BRAND: ILMVAC | 0
LVT-230 | BROOKFIELD LVT VISCOMETER |  | 0
LVTVISCOMETER | LVT VISCOMETER 230V/50Hz |  | 0
LYPTH1000C | temperature and humidity chamber |  | 0
LYSC-1000GS | chamber |  | 0
M10000B | MILWAUKEE RINSE SOLUTION |  | 0
M10004B | BUFFER SOLUTION PH 4.01, 20ML SACHET | (25 PCS) | 0
M10007B | BUFFER SOLUTION PH 7.01, 20ML SACHET | (25 PCS) | 0
M10010B | BUFFER SOLUTION PH 10.01, 20ML SACHET | (25 PCS) | 0
M10016B | CLEANING SOLUTION FOR ELECTRODES |  | 0
M10031B | 1,413?s/cm CONDUCTIVITY SOLUTION |  | 0
M10032B | 1382 ppm TDS Solution | (Box of 25 x 20ml Sachet) | 0
M10038B | MILWAUKEE TDS SOLUTION |  | 0
M10080B | 800PPM , TDS BUFFER SOLUTION |  | 0
M10X1.25 | THREAD PLUG GAUGE GO & NOGO | BRAND:TTG UK SIZE: M10X1.25 | 0
M10X1.5-6G | PROGAGE"THREAD RING GAUGE M10X1.5-6G |  | 0
M10X1.5-6H | PRO GAGE"THREAD PLUG GAUGE M10X1.5-6H |  | 0
M12X1.75-6G | "PRO GAGE"THREAD RING GAUGE | M12X1.75-6G | 0
M12X1.75-6H | PRO GAGE"THREAD PLUG GAUGE M12X1.75-6H |  | 0
M14X1.5-6G | Han's Werk Thread Ring Gauge | Size : M14X1.5-6g | 0
M14X2.0-6G | "PRO GAGE"THREAD RING GAUGE M14 X 2.0-6g |  | 0
M14X2.0-6H | PRO GAGE"THREAD PLUG GAUGE M14X2.0-6H |  | 0
M15X1.06G | PROGAGE THREAD RING GAUGE (GO&NOGO) |  | 0
M15X1.0-6H | PROGAGE THREAD PLUG GAUGE | (GO & NOGO ) | 0
M16X2.0(GO) | thread ring gauge size : m16x2.0 (GO) |  | 0
M16X2.0-6G | "PRO GAGE"THREAD RING GAUGE M16 X 2.0-6g |  | 0
M16X2.06G | PROGAGE THREAD RING GAUGE (GO&NOGO) |  | 0
M16X2.0-6H | PRO GAGE"THREAD PLUG GAUGE M16X2.0-6H |  | 0
M18X2.5-6G | PROGAGE"THREAD RING GAUGE M18X2.5-6G |  | 0
M18X2.5-6H | PRO GAGE"THREAD PLUG GAUGE M18X2.5-6H |  | 0
M1STD100G | M1 STANDARD WEIGHT 100G |  | 0
M1STD10G | Precision weights of class M1,10g |  | 0
M1STD1G | Precision weights of class M1 ,1g |  | 0
M1STD200G | M1 STANDARD WEIGHT 200G |  | 0
M1STD200MG | AccuTEC M1 Std Weight 200mg |  | 0
M1STD2G | Precision weights of class M1, 2g |  | 0
M20X1-6HL/H | THREAD PLUG GAGE |  | 0
M20X2.5-6G | "PRO GAGE"THREAD RING GAUGE M20X2.5-6G |  | 0
M20X2.5-6H | PRO GAGE"THREAD PLUG GAUGE M20X2.5-6H |  | 0
M22X2.5-6G | "PRO GAGE"THREAD RING GAUGE | M22 X 2.5-6g | 0
M22X2.5-6H | PRO GAGE"THREAD PLUG GAUGE M22X2.5-6H |  | 0
M24X3.0-6G | "PRO GAGE"THREAD RING GAUGE | M24 X 3.0-6g | 0
M24X3.0-6H | PRO GAGE"THREAD PLUG GAUGE M24X3.0-6H |  | 0
M2DAT | M2D-AT SOFTWARE FOR VMS |  | 0
M2X0.4 - 6G SCREW | M2X0.4 ?6G SCREW TENSILE TEST JIG |  | 0
M30X3.56G | PROGAGE THREAD RING GAUGE (GO&NOGO) |  | 0
M31 | Nihon Doki Pi-Tape Model: M-31 |  | 0
M370 | M370 Electret measuring microphone | 1/4" CI.1. M360 constant | 0
M3G41000S | 揙EM?Rax Vision 3 branch diameter | 8mm straigh light guide. Length 1000MM | 0
M3X0.5 | GP-NP 6H M3x0.5 |  | 0
M3X0.5-6G | PROGAGE THREAD RING GAUGE ( GO & NOGO ) |  | 0
M4X0.7 | GP-NP 6H M4x0.7 |  | 0
M4X0.7-6G | "PRO GAGE"THREAD RING GAUGE M4X0.7-6G |  | 0
M4X0.7-6H | PRO GAGE"THREAD PLUG GAUGE M4X0.7-6H |  | 0
M-5000-3648 | RENINSHAW STYLL EXTENSION, |  | 0
M-5000-7585 | STYLUS EXTENSION WITH M4 THREAD |  | 0
M5HELMETS | helmets brand:Magnum Model:M5 | c/w sticker | 0
M5X0.8 | GP-NP 6H M5x0.8 |  | 0
M5X0.8-6G | PROGAGE"THREAD RING GAUGE M5X0.8-6G | ( GO AND NOGO ) | 0
M5X0.8-6H | PRO GAGE"THREAD PLUG GAUGE M5X0.8-6H |  | 0
M6X1.0 | GP-NP 6H M6x1.0 |  | 0
M6X1.0(GO) | thread ring gauge size : m16x1.0 (GO) |  | 0
M6X1.0-6G | PROGAGE"THREAD RING GAUGE M6X1.0-6G | ( GO AND NOGO ) | 0
M6X1.0-6H | PRO GAGE"THREAD PLUG GAUGE M6X1.0-6H |  | 0
M7X1.0 | GP-NP 6H M7x1.0 |  | 0
M8X1.25 | THREAD PLUG GAUGE GO & NOGO | BRAND:TTG UK SIZE: M8X1.25 | 0
M8X1.25-6G | PROGAGE"THREAD RING GAUGE M8X1.25-6G |  | 0
M8X1.25-6H | PRO GAGE"THREAD PLUG GAUGE M8X1.25-6H |  | 0
MA-1225CF | PROSKIT GOOSENECK & MAGNIFIER LAMP | 220V BLACK | 0
MA73047 | Replace pH electrode with built in tempr |  | 0
MA811/D1 | Conductivity/TDS probe with |  | 0
MA811D/1 | Conductivity/TDS Probe with | 1 Meter cable (SM301 & SM401) | 0
MA814D/1 | Probe for Milwaukee Mi 306 |  | 0
MA831R | PROBE TEMPERATURE |  | 0
MA841 | MEMBRANE CAP (5PCS/PACK) | milwaukee | 0
MA872 | MILWAUKEE DIGITAL REFRECTORMETER |  | 0
MA873 | MILWAUKEE DIGITAL REFRECTORMETER |  | 0
MA881 | Refractometer |  | 0
MA882 | milwaukee Digital Refractometers |  | 0
MA886 | Digital Refractometer | for Sodium Chloride Measurements | 0
MA887 | DIGITAL REFRACTOMETER FOR SEA WATER MEAS |  | 0
MA888 | Milwaukee Dgt Refractometer |  | 0
MA9001 | pH 1.68 buffer solution (230 mL) |  | 0
MA9004 | MILWAUKEE pH4.01 BUFFER SOLUTION 230ML |  | 0
MA9007 | MILWAUKEE pH7.01 BUFFER SOLUTION 230ML |  | 0
MA9009 | pH 9.18 buffer solution, 230 mL bottle |  | 0
MA9010 | MILWAUKEE pH10.01 BUFFER SOLUTION 230ML |  | 0
MA9011 | REFILLING ELECTROLYTE 3.5ML |  | 0
MA9012 | ELECTROLYTE SOLUTION |  | 0
MA9015 | STORAGE SOLUTION |  | 0
MA9016 | OPR Solution Packing : 220ml / bottle |  | 0
MA9020 | OPR Solution 220ml, Model : MA9020 |  | 0
MA9061 | 1.413uS/cm CONDUCTIVITY SOLUTION,220ML |  | 0
MA9062 | 1382 ppm TDS SOLUTION (220ml) |  | 0
MA9063 | 84uS/cm CALIBRATION SOLUTION,230ML |  | 0
MA9070 | ZERO OXYGEN SOLUTION (220 ml) FOR SM600 | milwaukee | 0
MA9071 | OXYGEN ELECTROLYTE SOLUTION (220 ml) | milwaukee | 0
MA911B/1 | probe |  | 0
MA911B/2 | Milwaukee PH Electrode probe |  | 0
MA913B/3 | EPOXY ELECTRODE |  | 0
MA918B | pH Electrode | Brand : Milwaukee Model : MA918B/1 | 0
MA920B/1 | REPLACE PH ELECTRODE |  | 0
MA921B/1 | Platinum ORP Electrode with 1m cable |  | 0
MA921B/2 | Milwaukee Double junction ORP |  | 0
MA923D/1 | pH/ORP/Temp amplified probe with 1 m ca6 |  | 0
MA9315 | ELECTRODE HOLDER FOR BENCTOP METER |  | 0
MAGBOTCOV | BOTTOM COVER OF MAG LAMP |  | 0
MAGBOTTOMBOARD | BOTTOM BOARD OF MAGNIFIER LAMP |  | 0
MAGBULBCOV | RV MAG BULB COVER |  | 0
MAGCLAMPG1 | RV 3C CLAMP G1 |  | 0
MAGCLAMPG2 | G2 clamp for magnifier lamp |  | 0
MAGHEADSCREW | HEAD CONNECTOR+SCREW | FOR MAG LAMP | 0
MAGHOLELKM025S | MAGNETIC HOLDER FOR PROFILE PROJECTOR | MODEL: EL-KM-025S | 0
MAGKNOB | KNOB FOR DESKTOP (POLE) MAGNIFIER |  | 0
MAGNAMIKE8500 | magna mike 8500 hall effect thickness | gauge with internal alphanumeric datalog | 0
MAGNA-MIKE8600 | hall effect thickness gage |  | 0
MAGNETICVBLOCK | std magnetic V-block (taiwan) | model : VCP32, size: 150X150X150mm | 0
MAGSMALLKNOB | KNOB FOR DESKTOP SMALLER DIA |  | 0
MAGSTANDM-MS-M2 |  |  | 0
MANTIREFDESTOP | REFUR MANTIS SCOPE DESKTOP TYP |  | 0
MANTISLENS | MANTIS PREZIUM LENS |  | 0
MANTISOBJLENS1X | Mantis Objective Len 1x |  | 0
MANTISOBJLENS2X | Mantis Objective Len 2x |  | 0
MANTISOBJLENS4X | Mantis Objective Len 4x |  | 0
MANUAL | instruction manual for roto silenta |  | 0
MARSURFM300C | MarSurf M300C complete with Accessories |  | 0
MASTER20M | atago master refractometer, master-20m |  | 0
MASTER-ALPHA | ATAGO REFRACTOMETER, BRIX 0.0-30.0% |  | 0
MASTER-M | ATAGO REFRACTOMETER, BRIX 0-30% |  | 0
MASTERS28M | ATAGO REFRECTOMETER, MASTER S 28M |  | 0
MATERIAL PLUS | Material Plus |  | 0
MAXPLUS4530 | Video Measuring System |  | 0
MAXPLUSLED | Special max plus LED lighting |  | 0
MAY-F015-250(B) | FORCEP DRESSING 205MM BLUNT STRAIGHT |  | 0
MBBV | kanetsu magnetic stand model : MB-bv |  | 0
MBS-002 | Mantis Elite Bench Stand (low profile B) |  | 0
MB-T3 | Kanetec Magnetic Stand Model: MB-T3 |  | 0
MCFRONTMOTOR | Money counter Front Motor |  | 0
MCTB9400 | METROLOGY CONCENTRICITYN TEST BENCH | 700*95*100mm | 0
MCTRBOTSENSOR | bottom sensor for money counter |  | 0
MCTRVOLREGULATOR | voltage regulator for money counter |  | 0
MD300S | alfa-mirage(japan)electronic densimeter |  | 0
MDETECTOR | HAND HELD METAL DETECTOR MD-SI |  | 0
MDL321 | Erichsen Range : 30 - 300mm2/s |  | 0
MDL343 | ERICHSEN MODEL 343 |  | 0
MDM25+HTPR500+F02 | Hand-held Hygrometer |  | 0
MEASURINGPIPETTE | GRADUATED PIPETTE, 1mL |  | 0
MEH-001SEA | Mantis Elite Stereo Optical Head |  | 0
MEN-BA0611001 | cover glass, No.1, 22x22mm (100pcs) |  | 0
MEO-010SEA10X | Mantis Elite 10X Objective Lens |  | 0
MEO-020SEA | Mantis Elite 20X Objetive Lens |  | 0
MES-005UNIVERSALSTAND | Universal Stand (inc. cover&PSU) | -Mantis Elite | 0
METACUT1 | METACUT-1 Abrasive Cutter. |  | 0
METACUT1CONS | METACUT-1 CONSUMABLES: |  | 0
METALCUT1ACCRY | METALCUT-1 ACCESSORIES |  | 0
METALPOL1CONS | metapol1 consumables |  | 0
METAPOL1/200 | METAPOL- 1/ 200 Grinder / Pol |  | 0
METSCALE0.1"/100 | Metal glass scale,0.1"/100 |  | 0
MF601H | MF601 High Spec |  | 0
MF601M | Monocular scope with 4,10,40 &100x obj | halogen lamp illuminator 20W, WF10x eye | 0
MF601NP | MF601 NOSEPIECE | for MF601 Scope | 0
MF601NP4HOLE | MF601 NOSEPIECE(4 hole) | for MF601 SCOPE | 0
MF602 | MF602 with Quadruple Nosepiece and recte |  | 0
MH02S | micrometer head model: MH-02S |  | 0
MH02SF | micrometer Head |  | 0
MH02SN | micrometer head |  | 0
MH05F | MICROMETER HEAD, MODEL:MH-05F | RANGE:0-13MM GRA:0.01MM | 0
MH300A | ELECTRONIC DENSIMETER MH-300A |  | 0
MHT20 | Hardness Tester -Campbell Tab M/C,MHT-20 |  | 0
MI0004B | Milwaukee pH 4.01 Buffer solution 20ml,c |  | 0
MI0007B | Milwaukee pH 7.01 Buffer solution 20ml,c |  | 0
MI0010B | Milwaukee pH 10.01 Buffer solution 20mlc |  | 0
MI0011 | GLASS CUVETTE FOR Mi415 |  | 0
MI0012 | CAP FOR CUVETTE (PACK OF 2) |  | 0
MI0013 | STOPPERS FOR CUVETS | (2pcs/pack) | 0
MI105 | PORTABLE pH/TEMP METER | BRAND: MILWAUKEE, MODEL: Mi105 | 0
MI106 | MILWAUKEE PORTABLE PH METER |  | 0
MI160 | MILWAUKEE PH METER |  | 0
MI170 | MILWAUKEE BENCH TOP TDS/CONDUCTIVITY/ | TEMP METER, MODEL: MI170 | 0
MI190 | MILWAUKEE BENCH DISSOLVED METER |  | 0
MI1STD5G | Precision weights of class M1, 5g |  | 0
MI306 | MILWAUKEE CONDUCTIVITY/ TDS/ NaCI/ TEMP | METER, MODEL: MI306 | 0
MI405 | milwaukee mi405 Ammonia Meter |  | 0
MI408 | AMMONIA,IRON&PHOSPHATE PHOTOMETERS | BRAND : MILWAUKEE | 0
MI411 | Milwaukee Free & Total Chlorine and Ph r |  | 0
MI413 | FREE & TOTAL HR CHLORINE METER |  | 0
MI414 | CHLORIDES PHOTOMETER |  | 0
MI505-100 | Ammonia reagents Mi505-100 |  | 0
MI56P | MILWAUKEE,pH PROBE |  | 0
MI605 | MILWAUKEE |  | 0
MI805 | MILWAUKEE PORTABLE PH/ CONDUCTIVITY/ TDS | TEMP METER, MODEL: Mi805 | 0
MI806 | MILWAUKEE PORTABLE PH/ CONDUCTIVITY/ TDS | TEMP METER, MODEL: Mi806 | 0
MICROMETER STAND | MICROMETER STAND MODEL: EMS-MIT |  | 0
MICROMETER25MM | MICROMETER 25MM |  | 0
MICROMETER50MM | MICROMETER 50MM |  | 0
MICROSTAND | "CHINA"MICROMETER STAND |  | 0
MICROTIPS1000UL | Micropipette Tips 1000ul, Yellow Eppend, | 1000's/pk | 0
MICROTIPS10UL | Micropipette Tips 10ul, Yellow Eppend, | 1000's/pk | 0
MICROTIPS2000UL | Micropipette Tips 2000ul, Yellow Eppend, | 1000's/pk | 0
MICROTIPS200-1000UL | MICROPIPETTE TIPS, BLUE 200 - 1000UL |  | 0
MICROTIPS5-200UL | MICROPIPETTE TIPS, YELLOW 5-200UL |  | 0
MIL2011/2012 | MILWAUKEE General Catalog 2011/2012 |  | 0
MINH011 | Minimo Standard Head Model: H011 |  | 0
MINITORC2212 | POWER PACK C2212 AC230V |  | 0
MINITORKP032 | COLLECT CHUCK KP-032 D3.0 |  | 0
MINITORKV112H | -KVV-112H HLDR + H011 HEAD |  | 0
MINV11H | Minimo Stardard Rotary Handpiece Set | Model: V11H | 0
MIT0.50X0.001MM | "MMT"DIGITAL MICROMETER HEAD | RANGE:0-50x0.001mm | 0
MIT06ADV380E | MITUTOYO Cable Model: 06ADV380E |  | 0
MIT1000X1000S | CABINET STAND FOR GRANITE SURFACE PLATE | SIZE : 1000X1000mm | 0
MIT1000X1000X150 | GRANITE 1000X1000X150 C/W TABLE |  | 0
MIT1000X750X150 | GRANITE 1000X750X150MM |  | 0
MIT100X150MM | GRANITE SIZE 100 X 150 MM |  | 0
MIT111505 | SPLINE MICROMETER | 111-505 | 0
MIT148110 | Micrometer Heads Model |  | 0
MIT150X200X60 | granite comparator stand |  | 0
MIT1600X1000X200 | GRANITE SURFACE PLATE WITH STAND | SIZE: 1600MM X 1000MM X 200MM grade:0 | 0
MIT1X200X200X50 | GRANITE STAND 215-100 | 200 X 200 X 50MM (FIX) | 0
MIT250X300X80WS | stand granite comparator 250x300x80mm |  | 0
MIT293520 | DIGITAL MICROMETER 75-100MMx0.001 | 293-520 | 0
MIT2X200X200X50 | GRANITE STAND 215-200 | 200 X 200 X 50MM (POLE) | 0
MIT300X300X100 | GRANITE 300X300X100MM |  | 0
MIT300X300X70 | GRANITE STONE, 300 X 300 X 70 MM |  | 0
MIT300X300X75 | GRANITE SURFACE PLATE | 300 X 300 X 75MM | 0
MIT300X450X75 | Granite Surface Plate |  | 0
MIT300X450X75S | Granite Stand |  | 0
MIT400X300X100CH | GRANITE SURFACE WITH TAP HOLE | SIZE:400 X 300 X 100MM | 0
MIT400X400X70 | GRANITE STONE WITHOUT STAND |  | 0
MIT400X400X70S | stand for granote 400x400x70mm |  | 0
MIT400X400X70WS | Granite Surface Plate with Stand | 400x400x70 mm | 0
MIT450X300X100 | GRANITE 450X300X100MM |  | 0
MIT450X300X100S | STAND FOR GRANITE 450X300X100MM |  | 0
MIT450X450X100 | Granite Surface |  | 0
MIT450X450X100S | Granite Surface Stand |  | 0
MIT450X450X70 | granite surface plate, 450x450x70mm |  | 0
MIT450X450X75 | GRANITE SURFACE PLATE | 450X450X75MM | 0
MIT450X450X75S | STAND FOR GRANITE SURFACE PLATE | SIZE : 450X450X75MM | 0
MIT500625 | A/OFF DIG SPLASHPROOF CALIPER | 0-200MMx0.01 500-625 | 0
MIT505212S | DIAL CALIPER 0-150MMx0.02 | 505-212S | 0
MIT505214S | DIAL CALIPER 0-300MMx0.02 | 505-214S | 0
MIT513411 | DIAL TEST INDICATOR 0-0.8MMx0.01 | 513-411 | 0
MIT514225S | VERNIER HEIGHT GAUGES 0-200MM | resolution :0.02/0.001" | 0
MIT514255S | VERNIER HEIGHT GAGE 0-600MMx0. | 514-255S | 0
MIT514265S | MITAKA VERNIER HEIGHT GAUGE | SIZE: 1000MM X 0.02MM | 0
MIT534255S | VERNIER CALIPER Range 0-600MM , | resolution 0.02 (claw 100) | 0
MIT534265SJAW150 | LONG JAW VERNIER CALIPER | 0-1000MMx0.02 534-265SJAW150 | 0
MIT550X550X650S | granite stand 550x550x650mm |  | 0
MIT551550 | 114-550 (long jaw digimatic caliper) 5m |  | 0
MIT551555JAW150 | LONG JAW DIG. CALIPER 0-600MM | 551-555 JAW150 | 0
MIT560220S | VERNIER CALIPER 560-220S |  | 0
MIT560235S | VERNIER CALIPER 0-300MMx0.02 | 560-235S | 0
MIT570135 | DIGIMATIC HEIGHT GAGE 0-300MM | 570-135 | 0
MIT600X42.5X100 | SIZE:600MM(L) X 42.5MM(W) X 100MM(H) | GRADE "0" AT THE BOTTOM SURFACE | 0
MIT600X425X100 | SIZE:600MM(L) X 425MM(W) X 100MM(H) |  | 0
MIT600X450X100 | GRANITE 600X450X100MM |  | 0
MIT600X450X100S | STAND FOR GRANITE 600X450X100MM |  | 0
MIT600X600X100MM | GRANITE SURFACE PLATE | SIZE : 600 X 600 X 100MM | 0
MIT600X600X100S | STAND FOR GRANITE SURFACE PLATE | 600 X 600 X 100MM | 0
MIT600X600X150MM | Granite Surface Plate 600 x 600 x 150mm |  | 0
MIT600X85X125 | granite ruler Size: 600x85x125mm(H) |  | 0
MIT630X630X100S | stand for granite 630X630X100mm |  | 0
MIT750X500X150 | GRANITE 750X5050X150MM |  | 0
MIT750X500X150S | GRANITE STAND FOR 750X5050X150MM |  | 0
MIT800X500X130 | GRANITE 800X500X130 WITH STAND |  | 0
MIT800X600X150 | GRANITE SURFACE PLATE | 800 X 600 X 150MM | 0
MITLJDCAL | LONG JAW DIG. CALIPER 0-600MM |  | 0
MITMMHEAD50 | DIGIMATIC M'METER HEAD 0-50MM/0.01 |  | 0
MITOMM25 | OUTSIDE MICROMETER 0-25MMx0.01 |  | 0
MITSTAND | Stand for Granite Surfice Plates | (400 x 400)mm | 0
MJ4SJOYSTICK | MJ4S joystick |  | 0
MK1161M-14 | MR MARK SAPANNER 14MM |  | 0
MK1161M-17 | MR MARK SAPANNER 17MM |  | 0
MK9535 | pH Paper 0-14, Merck | Pack of 100 strips | 0
M-KM-5 | PROFESIONAL LASER LEVEL 5 LINE |  | 0
ML SERIES MA | Mounting Press Machine,Sample Size :32MM |  | 0
ML01110V | FLUORESCENT RING LIGHT ML-01, | 110V | 0
ML01240V | FLUORESCENT RING LIGHT ML-01, | 240V | 0
ML01NOBULB240V | ML-01 NO BULB,240V |  | 0
ML01PCB | ML-01 P.C.B |  | 0
ML20 | ZOOM MONOCULAR | STEREOMICROSCOPE ML-20 | 0
ML25A? | Auto Mounting Press Machine |  | 0
ML30BASE | ORIGINAL BASE FOR ML-30 |  | 0
ML30S | ZOOM MONOCULAR |  | 0
ML32A | Mounting Press f32mm(1PC AUTO) |  | 0
ML-32MA | Top Tech Mounting Press Machine ?2mm |  | 0
ML745S | STEP MONOCULAR | STEREOMICROSCOPE ML-745S | 0
ML755C | STEP MONOCULAR | ML-755C | 0
MLAUXCOUPLER | AUXILIARY LENS COUPLING | FOR ML-ZOOM LENS | 0
MLCD | 8" LCD MICROSCOPE |  | 0
MLCD2BASE | BASE FOR LCD MICROSCOPE MLCD -2 |  | 0
MLCD2LASERPOINTR | LASER POINTER FOR MLCD2 |  | 0
MLCD2NOSTAND | MLCD2 without stand |  | 0
MLCD2POWERBOARD | Power Board for MLCD2 |  | 0
MLCD2WO | LCD MICROSCOPE MLCD -2 WO |  | 0
MLCDLB | 8" LCD DISPLAY,ZOOM:0.65-5.5X, | 1/3"580LINE CCD, | 0
MLCDLB+LED30D | MLCD-LB + Led light with 30 degrees |  | 0
MLCDLB10" | 10"LCD microscope LCD550 head +30 degree | angle(LED Mirror) | 0
M-LUPEMG2101 | MAGNIFIER ILLUMINATED LUPE | WITH LED LIGHT 40X25MM MAGNIFICATION | 0
MM10A100XLENS | PL100X objective lens | for microscope MM10A | 0
MM10A50XLENS | 50X LENS FOR MM10A |  | 0
MM10A8X8XYKNOB | MM10A 8X8 XY TABLE KNOB |  | 0
MM10AANALYZER | ANALYZER FOR MM10A |  | 0
MM10ANO50X | MM10A WITHOUT 50X LENS |  | 0
MM146 | HIGH POWER METALLURGICAL | MM146 | 0
M-MS-M2 | small magnetic stand - 185mm |  | 0
MO-210 | Pocket Moisture Meter | Model : MO-210 | 0
MODIFYEARM | MODIFY E-ARM |  | 0
MONITOR20" | MONITOR 20" |  | 0
MONSANTO | Thermonik Monsanto Tablet Hardness | Tester MHT-20 | 0
Monsanto | Thermonik Monsanto Tablet Hardness Teste |  | 0
MOTIC1.5AUXLENS | MOTIC 1.5 AUXILIARY LENS FOR SMA-140 |  | 0
MOTICAM48 | MOTIC MOTICAM 48 |  | 0
MOTOR-RE25 | Motor RE25 + Tacho |  | 0
MOUNTPLATE | CCD CAMERA MOUNT PLATE C/W 5X60X67MM |  | 0
MP100N | Attonic Push Pull Gage Model: MP-100N |  | 0
MP301Z | DIAPHRAGM PUMPS SERIES (OIL FREE) |  | 0
MP500N | Attonic Push Pull Gage Model: MP-500N |  | 0
MPC105T | Ilmvac Chemical resistant diaphragm pump | Applications Ultimate Pressure < 2 mbar | 0
MPC601T | ILMVAC Diaphragm Pump without Explosion |  | 0
MPC901Z | CHEMICAL DUTY DRY OIL FREE VACUUM PUMP | 412742-02 | 0
MR200 | TEST MOISTURE METER MACHINE |  | 0
MR32ATC | SUGAR REFRACTOMETER WITH AUTOMATIC | TEMPERATURE COMPENSATION. | 0
MS-300 | Oriental Pocket Scale | Cap : 300g x 0.01g | 0
MS32WSTAND | DINO LITE MS32-W STAND |  | 0
MS35BSTAND | MS35B STAND |  | 0
MSE3.6P-000-DM | SARTORIUS Cubis Microbalance |  | 0
MSH10 | hotplate stirer |  | 0
MSHS025 | heating elements for HP-30A |  | 0
MSM239 | FIRST AID KIT MODEL : METAL LARGE | MODEL : MSM239 | 0
MT-09 | In-Out Min Max Thermometer W Exter Probe |  | 0
MTET9003 | Mitto Tech Digital Thickness Gage | Range : 0-10-12.7mmx0.01mm | 0
MTS12HEAD | mts 12 head only |  | 0
MTS12RMZSTD | MTS12 WITH RMZ STAND |  | 0
MTS12STDSSZ | MTS12 WITH SSZ STAND |  | 0
MTS13HEAD | HEAD OF STEP MAGNIFICATION | MICROSCOPE MTS-13 | 0
MTS13HEADNEYE | MTS 13 HEAD WITHOUT EYEPIECE |  | 0
MTS13J | STEP MAGNIFICATION JEWELLERY | MICROSCOPE MTS-13J | 0
MTS13JHEAD | STEP MAGNIFICATION JEWELLERY |  | 0
MTS13NEYEPIECE | MTS 13 WTHOUT EYEPIECE |  | 0
MTS13RMZSTAND | MTS13 SCOPE WITH ST501 STAND (POLE TYPE) |  | 0
MTS13RMZSTD | MTS13 WITH RMZ STAND |  | 0
MTS13RZMSTD | MTS13 WITH RZM STAND |  | 0
MTS13STAND | MTS13 STAND |  | 0
MTS13STDSSZ | STEP MAGNIFICATION BINOCULAR MTS-13 | WITH SSZ STAND | 0
MTS213BIL | STEREO STEP MAGNIFICATION MICROSCOPE | MTS 213 (BUILT IN LIGHTING STAND) | 0
MTS213HEAD | MTS 213 HEAD |  | 0
MTS24 | STEREO STEP MAGNIFICATION | MICROSCOPE MTS-24 | 0
MTS24HEAD | MICROSCOPE HEAD FOR MTS-24 |  | 0
MTS24TUNGSTENB | TUNGSTEN BULB FOR MTS24 |  | 0
MTSLIGHTBULB5W | 5W/84 PL-S BULB FOR MTS BUILT | IN LIGHTING STAND | 0
MTSLIGHTSTAND | MTS-BUILT IN LIGHTING STAND |  | 0
MTSLIGHTSTDNOTL | MTS Built in Lighting stand | w/o Top Lighting | 0
MTSRACKPINION | MTS RACK & PINION |  | 0
MTSSTAND | STANDARD STAND(ST501) FOR MTS |  | 0
MTSSTANDSMALL | SMALL STAND FOR MTS-B |  | 0
MTSSTDNORP | MTS stand w/o rack & pinion |  | 0
MTY.21AAA349 | Mitutoyo Carbide Ball Point |  | 0
MTY0257073-00 | DISC MICROMETER KK323-351 GMA-2"MJ(CUST) |  | 0
MTY0267563-00 | CUSTOM MADE DISC MICROMETER ,MODEL: KK3) |  | 0
MTY02ACA381 | BATTERY CAP,543M |  | 0
MTY02ACA773 | coil spring for reverse |  | 0
MTY02ACB322B | Rubber Switch(INCH) |  | 0
MTY02ASJ856 | MITUTOYO STEM-BUSH (D8MM)/IC1000 |  | 0
MTY02AZC283 | Mitutoyo Knob for 7010 |  | 0
MTY02AZC340 | Mitutoyo Post Clamp Assy |  | 0
MTY02AZD730D | U-WAVE-T/IP67 TYPE,264F |  | 0
MTY02AZD790C | Mitutoyo U-Wave-T/tool connection |  | 0
MTY02AZD810D | U-WAVE-R,264F |  | 0
MTY02AZD880D | U-WAVE-T/BUZZER TYPE,264F |  | 0
MTY02AZE140A | MITUTOYO CONNECTION CABLE TYPE A |  | 0
MTY02AZE140F | CABLE FLAT STRAIGHT TYPE U-WAVE T |  | 0
MTY04AAA496 | obsolete |  | 0
MTY04AAA498 | obsolete |  | 0
MTY04AAA743 | "Mitutoyo Spindle/mm" |  | 0
MTY04AAA746 | Mitutoyo SPINDLE/INCH |  | 0
MTY04AAB251 | Mitutoyo Thimble (SP) |  | 0
MTY04AAB979 | FFC(20 WICK) |  | 0
MTY04AAB980 | FFC(10 WICK) |  | 0
MTY04AZA220 | Mitutoyo Rotor hub Assy |  | 0
MTY04AZA718 | Mitutoyo Ratchet Assy |  | 0
MTY04AZB129 | Mitutoyo Stator Assy |  | 0
MTY04AZB158A | Mitutoyo Panel Module Assy(mm) |  | 0
MTY04AZB214A | PANEL MODULE ASSY/MDC-125MJ |  | 0
MTY04AZB539A | Mitutoyo Panel Module(mm) |  | 0
MTY04AZB661 | MITUTOYO RATCHET STOP ASY |  | 0
MTY04GAA115 | Mitutoyo (SP) Taper Nut |  | 0
MTY04GAA320 | CLAMP SCREW |  | 0
MTY04GZA240 | Mitutoyo RATCHET(RS-4),122 |  | 0
MTY04GZA243 | Mitutoyo Ratchet,102 |  | 0
MTY050083-10 | Mitutoyo Dept base for caliper |  | 0
MTY050084 | DEPTH BASE ATTACHMENT/100MM |  | 0
MTY050085-10 | Mitutoyo Depth Base Attach for up to 30r |  | 0
MTY05BAA083 | STOPPER SLIDER FOR 505-686 |  | 0
MTY05BAA090 | RACK |  | 0
MTY05BAA138 | Mitutoyo STOPPER,BRIDGE,505 |  | 0
MTY05BZA031 | Mitutoyo Pinion Assy,505 |  | 0
MTY05BZA035 | Mitutoyo Pinion Bank Assy,505 |  | 0
MTY05BZA057 | Mitutoyo Pinion Assy,505 |  | 0
MTY05BZA061 | BACK PINION ASSEMBLY |  | 0
MTY05BZA099 | Mitutoyo Outer Frame Assembly,505 |  | 0
MTY05CAB101 | Roller Arm, 500M |  | 0
MTY05CZA435 | READING UNIT |  | 0
MTY05CZA436 | Mitutoyo Reading unit Assy |  | 0
MTY05CZA443 | Mitutoyo Reading Unit Assy,551L |  | 0
MTY05CZA455 | READING UNIT, ASSY |  | 0
MTY05CZA625 | SPC CABLE,2M/80",264S |  | 0
MTY05GAA001 | Mitutoyo Slider Cover for Height Gage |  | 0
MTY05HAA693 | Mitutoyo Battery Cap for 570-314 |  | 0
MTY05SAA379 | Mitutoyo Screw 500P |  | 0
MTY05SZA275 | Mitutoyo Print Circuit Board for 518-223 |  | 0
MTY05SZA333 | "Mitutoyo DISPLAY MODULE ASSY,500M" |  | 0
MTY06ACA200 | Plate spring for Digital caliper |  | 0
MTY06ACC981 | Mitutoyo Reading Unit Assy |  | 0
MTY06ACK324 | Mitutoyo Hand Assy |  | 0
MTY06ADV380C | USB INPUT TOOL DIRECT |  | 0
MTY06ADV380D | usb cable |  | 0
MTY06AEG180E | AC ADAPTER AD620E |  | 0
MTY06AEG416 | Mitutoyo Reading Unit Assy |  | 0
MTY06AEX935 | Mitutoyo Pinion Center |  | 0
MTY06AFB153A | MITUTOYO PART READING ASSY |  | 0
MTY06AFB153B | DISPLAY MODULE ASSY FOR 500-507-10 |  | 0
MTY06AFD295B | MITUTOYO READING UNIT ASSY/WITH WIPER |  | 0
MTY07GAA015 | Mitutoyo Carrier (SP) |  | 0
MTY09EAA082 | Printer Paper(10roll/pack) |  | 0
MTY09GAA073 | Mitutoyo Hook,Roller |  | 0
MTY09GZA362 | Mitutoyo Reading Unit Assy |  | 0
MTY09GZA465 | Mitutoyo Reading Unit Assy |  | 0
MTY1003B | Mitutoyo Dial Indicator |  | 0
MTY1003T | DG0.01-4MM |  | 0
MTY100691 | MITUTOYO Lug back |  | 0
MTY100951 | Mitutoyo Clamp Slider for 160-153 |  | 0
MTY1010S-11 | Dial Indicator | Brand : Mitutoyo Model : MTY1010S-11 | 0
MTY101-113 | Outside Micrometer |  | 0
MTY101119 | Mitutoyo Spherical point |  | 0
MTY101171 | SCREW FOR LIFTING LEVEL 21AZB150 |  | 0
MTY101188 | Flat Contact Point |  | 0
MTY101189 | Flat Contact Point/M8,2000 |  | 0
MTY101190 | Mitutoyo Point,2000 |  | 0
MTY101214 | CLAMP SLIDER,2000 |  | 0
MTY101310 | Mitutoyo Anvil 7300 |  | 0
MTY101314 | Mitutoyo Contact Point 7300 |  | 0
MTY1013S-10 | MITUTOYO Dial Indicator (Lug Back) | Range: 1mm x 0.002mm | 0
MTY101461 | HARDENED STEEL FLAT ANVIL |  | 0
MTY101579 | CRYSTAL,505 |  | 0
MTY101592 | Mitutoyo Roller |  | 0
MTY101969 | GIB,SLIDER,530 |  | 0
MTY102148 | Mitutoyo Spanner |  | 0
MTY102-301 | Mitutoyo Outside Micrometer 0-25mm | 0-25mm X 0.01MM | 0
MTY102-304 | MICROMETER M310-100 |  | 0
MTY102-312 | MICROMETER M320-50AA | BRAND : MITUTOYO | 0
MTY102389 | MITUTOYO needle point |  | 0
MTY102824 | Mitutoyo Carbide Contact Point 1mm |  | 0
MTY102825 | Mitutoyo Stylus,?mm carbide point |  | 0
MTY103014 | Stylus , Point |  | 0
MTY103-129 | MITUTOYO O/S MICROMETER | RANGE: 0-25MM X 0.001MM | 0
MTY103-129(POP) | MITUTOYO O/S MICROMETER |  | 0
MTY103-131 | Outside Micrometer | Brand : Mitutoyo Model : MTY103-131 | 0
MTY103-132 | MITUTOYO MICROMETER 103-132 |  | 0
MTY103-139-10(POP) | Mitutoyo Outside Micrometer |  | 0
MTY103-140-10(POP) | Mitutoyo Outside Micrometer |  | 0
MTY103-142-10 | Mitutoyo Outside Micrometer | Range125-150 mm x0,01 mm | 0
MTY103-149 | outside micrometer |  | 0
MTY103-150 | MITUTOYO, OUTSIDE MICROMETER |  | 0
MTY103-153 | MICROMETER OM-425 |  | 0
MTY103-187 | Mitutoyo Outside Micrometer |  | 0
MTY103-904-10 | OUTSIDE MICROMETER | BRAND : MITUTOYO RANGE : 0-6" | 0
MTY103-915-10 | MITUTOYO Dial Indicator, (6pcs/SET) | RANGE: 150-300mm | 0
MTY1040SB | DIAL INDICATOR DG0.01-3.5MM |  | 0
MTY104-135 | MICROMETER OMC-150 |  | 0
MTY104-143A | MITUTOYO Outside Micrometer (104-143A) | Range: 400-500mm x 0.01mm | 0
MTY104-146A | MICROMETER OMC-800 |  | 0
MTY104-149 | MITUTOYO ANVIL MICROMETER |  | 0
MTY104-162 | MITUTOYO OUTSIDE MICROMETER |  | 0
MTY104-201 | MICROMETER OMC-18 IN |  | 0
MTY104-203 | Mitutoyo Outside Micrometer Set |  | 0
MTY1044S | Mitutoyo Dial Indicator | Range : 5mmx 0.01mm | 0
MTY1044SB | DIAL INDICATOR DG0.01-5MM |  | 0
MTY1044SB-15 | Dial Indicator | Brand : Mitutoyo | 0
MTY1045S | DIAL INDICATOR |  | 0
MTY1045SB | MITUTOYO DIAL INDICATOR |  | 0
MTY105-408 | Mitutoyo Outside Micrometer | with Anvil,Extension Collars, 1000-1100m | 0
MTY108000 | gib slider for caliper |  | 0
MTY108056 | Mitutoyo GIB Slider,160L |  | 0
MTY108063 | Mitutoyo GIB Carrier 160L |  | 0
MTY111-215 | MICROMETER SPM2-25 |  | 0
MTY111460 | CONTACT POINT |  | 0
MTY112-153 | Point Micrometer |  | 0
MTY112-201 | MICROMETER CPM30-25 |  | 0
MTY112-202 | MICROMETER CPM30-50 |  | 0
MTY112-401 | MITUTOYO CRIMP HEIGHT MICROMETER | RANGE: 0-25MM X 0.001MM | 0
MTY1124SB | MITUTOYO DIAL INDICATORS | BRAND : MITUTOYO MODEL : MTY1124SB | 0
MTY114033 | Mitutoyo SCREW FINE ADJ,160-153 |  | 0
MTY114-101 | Mitutoyo V-Anvil Micrometer |  | 0
MTY114-103 | Mitutoyo V-Anvil Micrometer ,25-40x0.01 |  | 0
MTY1160 | dial indicator |  | 0
MTY1162T | MITUTOTO DIAL INDICATOR |  | 0
MTY116-803 | mitutoyo interchangeable tip (spherial) |  | 0
MTY120056 | POINT/FLAT,2000 |  | 0
MTY120057 | MITUTOYO Point / Conical, 2000 |  | 0
MTY120058 | Contact Points | Model : MTY120058 D : 5.2 L : 5 | 0
MTY120059 | Contact Points | Model : MTY120059 D : 7.5 L : 10 | 0
MTY120061 | POINT/BLADE,2000 |  | 0
MTY120062 | POINT/BLADE,2000 |  | 0
MTY120063 | POINT/BLADE,2000 |  | 0
MTY120065 | Mitutoyo Contact point |  | 0
MTY120067 | Mitutoyo Contact Point | Knife Edge point ( Carbide) | 0
MTY122-101 | Mitutoyo Blade Micrometer | Range 0-25 mmx0,01 mm | 0
MTY122-105 | DIGIMATIC BLADE MICROMETER |  | 0
MTY122-111 | Mitutoyo Blade Micrometer | Range 0-25 mmx0,01 mm | 0
MTY122-112 | MITUTOYO BLADE MICROMETER, TYPE B | 25-50MM X 0.01MM | 0
MTY122-128 | MICROMETER BLM-4V IN |  | 0
MTY1230S-01 | MITUTOYO Dial Indicator | RANGE: 0-2.5mm | 0
MTY1230SB-01 | MITUTOYO Dial Indicator | RANGE: 0-2.5mm | 0
MTY123-101 | Mitotuyo Disk Micrometer 0-25mm |  | 0
MTY124-174 | GEAR TOOTH MICROMETER GMB-50 |  | 0
MTY124625 | Mitutoyo Holding Stem | Model: 124625 | 0
MTY124-801 | MICROMETER TIPS DIA:0.8MM |  | 0
MTY124-802 | MICROMETER TIPS DIA:1.0MM |  | 0
MTY124-804 | MITUTOYO MICROMETER TIP/1.588 |  | 0
MTY124-805 | MICROMETER TIPS DIA:2.0MM |  | 0
MTY124-807 | mitutoyo interchangeable tip (dia. 3mm) |  | 0
MTY124-808 | Mitutoyo 3.175mm Interchangeable Ball |  | 0
MTY124-810 | MICROMETER TIPS DIA:4.0MM |  | 0
MTY124-812 | mitutoyo interchangeable tip (dia. 5mm) |  | 0
MTY124-814 | Mitutoyo Ball Anvil |  | 0
MTY124-816 | MICROMETER TIPS DIA:7.0MM |  | 0
MTY124-819 | mitutoyo interchangeable tip (dia. 8mm) |  | 0
MTY124-821 | MICROMETER TIPS DIA:1.5MM |  | 0
MTY124-824 | Mitutoyo Interchangeable Ball Anvil |  | 0
MTY125-101 | Mitutoyo Screw Thread Micrometer | 0.4-0.5mm/64-48TPI | 0
MTY125-113 | Mitutoyo Screw Thread Micrometer |  | 0
MTY125-114 | Mitutoyo Screw Thread Micrometer,50-75mm |  | 0
MTY125258 | CONTACT POINT |  | 0
MTY126-126 | Mitutoyo Screw Thread Micrometer | Model: 126-126 (25-50mm x 0.01mm) | 0
MTY126-127 | Mitutoyo Analog Screw Thread Micrometer |  | 0
MTY126-129 | Mitutoyo Screw Thread Micrometer 100-12m |  | 0
MTY126-800 | Mitutoyo Interchangeable anvils |  | 0
MTY126-804 | Mitutoyo MICROMETER TIP2-3mm/13-9TPI |  | 0
MTY126-805 | MICROMETER TIP/M5 8-5 TPI |  | 0
MTY126-806 | Mitutoyo Interchangeabel Anvil (5.5-7mm) |  | 0
MTY126-810 | Mitutoyo Interchangeable Anvils set |  | 0
MTY128-105 | MITUTOYO DEPTH GAGE |  | 0
MTY129-130 | MITUTOYO DEPTH GAGE MICROMETER |  | 0
MTY129-149 | Mitutoyo Depth Micrometer,12" |  | 0
MTY129-150 | DEPTH MICROMETER |  | 0
MTY129949 | POINT 2D,513 |  | 0
MTY12AAA222 | MITUTOYO HEIGHT GAGE ADAPTOR (MM) | D CAT. - ORDINARY,ACCESS,MM | 0
MTY12AAA792 | Dial Indicator Holder |  | 0
MTY12AAA807 | RS232 connecting cable (2M) LH |  | 0
MTY12AAC731 | MITUTOYO SURFTEST STYLUS |  | 0
MTY12AAC736 | Mitutoyo Deep Groove Stylus Mdl:12AAC736 |  | 0
MTY12AAF671 | Disk Stylus |  | 0
MTY12AAF672 | Ball Contact |  | 0
MTY12AAK824 | MITUTOYO CG STAND, UDT-2 | MODEL: 12AAK824 | 0
MTY12AAL034 | Mitutoyo STYLUS FOR PLANE SURFACE,211 |  | 0
MTY12BAA240 | mitutoyo battery pack for SJ-201 | model : 12BAA240 | 0
MTY131261 | FLAT POINT,CARBIDE,0.41"D |  | 0
MTY132571 | GIB, CARRIER FOR CALIPER 160-153 |  | 0
MTY133-143 | Micrometer |  | 0
MTY133-148 | MICROMETER IM-200 |  | 0
MTY133-149 | MICROMETER IM-225 |  | 0
MTY133-150 | Mitutoyo Inside Micrometer |  | 0
MTY133-151 | TUBULAR INSIDE MICROMETER (250-175MM) |  | 0
MTY133-152 | Mitutoyo Inside Micrometer |  | 0
MTY133-153 | Mitutoyo Tubular Inside Micrometer |  | 0
MTY133-154 | Mitutoyo Tubular Inside Micrometer |  | 0
MTY133-155 | Mitutoyo Tubular Inside Micrometer |  | 0
MTY133-170 | Mitutoyo Inside Micrometer 1M-750 |  | 0
MTY133-902 | MICROMETER IMST1-300 (10PC/ST) |  | 0
MTY133-904 | Mitutoyo Tubular Inside micrometer, Set | Range: 2"-12" (10 mikes/set) | 0
MTY134586 | Mitutoyo Clamp,Slider,530L |  | 0
MTY136013 | 2D POINT,513 |  | 0
MTY136023 | BACK SCREW |  | 0
MTY136290 | MITUTOYO CONTACT POINT |  | 0
MTY136567 | Arm, 1100 |  | 0
MTY137-011 | mitutoyo I/S micrometer |  | 0
MTY137-202 | Mitutoyo Tubular Inside Micrometer | Range 50-300 mmx0.01mm | 0
MTY137-203 | Mitutoyo Tubular Inside Micrometer | Range: 50-500mm x 0.01mm | 0
MTY137-205 | Mitutoyo Tubular Inside Micrometer | Range: 50-1500mm | 0
MTY137-207 | Mitutoyo Tubular Inside Micrometer(ex-s) |  | 0
MTY137-209 | TUBULAR INSIDE MICROMETER | MODEL : MTY137-209 RANGE : 50-1000MM | 0
MTY137-211 | Mitutoyo Tubular Inside Micrometer |  | 0
MTY137-212 | Mitutoyo Tubular Inside Micrometer |  | 0
MTY137-215 | Tubular Vernier Inside Micrometer |  | 0
MTY137-216 | Mitutoyo Tubular Inside Micrometer (2?) |  | 0
MTY137-217 | Mitutoyo Tubular Inside Micrometer (2?) |  | 0
MTY137-220 | Mitutoyo Tubular Inside Micrometer |  | 0
MTY137255 | FLAT POINT CARBIDE | BRAND : MITUTOYO | 0
MTY137393 | POINT/SHELL,2000 |  | 0
MTY137399 | Mitutoyo CARBIDE POINT/FLAT D8,2000 |  | 0
MTY137746 | Mitutoyo Carbide Ball Point |  | 0
MTY139-176 | TUBULAR INSIDE MICROMETER | RANGE : 100-1700MM GRADUATION : 0.01MM | 0
MTY139-180 | tubular inside micrometer |  | 0
MTY139-181 | TUBULAR INSIDE MICROMETER | BRAND : MITUTOYO RANGE : 4"-68" | 0
MTY139-182 | MITUTOYO TUBULAR INSIDE MICROMETER | RANGE: 4"-84" | 0
MTY1410S-10 | MITUTOYO DIAL INDICATOR |  | 0
MTY141-101 | OUTSIDE MICROEMTER |  | 0
MTY141-103 | MITUTOYO INSIDE MICROMETER |  | 0
MTY1411S | MITUTOYO DIAL INDICATOR |  | 0
MTY141-211 | MITUTOYO INSIDE MICROMETER |  | 0
MTY141-233 | MITUTOYO INSIDE MICROMETER | RANGE: 2"-12" (with 5 Rods) | 0
MTY141776 | Mitutoyo Crystal For 505-684 |  | 0
MTY142-201 | Mitutoyo Point Micrometer | Range 0-25 mmx0.01mm Point : 30? | 0
MTY143-101 | CALIPER TYPE MICROMETER |  | 0
MTY144231 | MITUTOYO GIB HOLDER |  | 0
MTY145-185 | Mitutoyo Inside Micrometer-Caliper Type | Range: 5-30mm x 0.01mm | 0
MTY145-186 | Mitutoyo Inside Micrometer-Caliper Type | Range 25 ?50mm x0.01mm | 0
MTY145-189 | INSIDE MICROMETER | RANGE : 100-125MM | 0
MTY145-190 | MITUTOYO INSIDE MICROMETER | RANGE: 125~150MM | 0
MTY145-191 | MITUTOYO INSIDE MICROMETER | RANGE: 150~175MM | 0
MTY145-192 | MITUTOYO MICROMETER INSIDE | RANGE: 175~200MM | 0
MTY145-193 | Mitutoyo Inside Micrometer 0.2"-1.2" |  | 0
MTY145-194 | Mitutoyo Inside Micrometer 1"-2.0" |  | 0
MTY146-121 | MITUTOYO GROOVE MICROMETER, DIA 6.35MM | OD:0-25MM ID:1.6-26.5MM X 0.01MM | 0
MTY146-123 | MITUTOYO GROOVE MICROMETER, DIA 12.7MM | OD:25-50MM ID:26.5-51.5MM X 0.01MM | 0
MTY146-124 | MITUTOYO GROOVE MICROMETER, DIA 12.7MM | OD:50-75MM ID:51.5-76.5MM X 0.01MM | 0
MTY146-125 | MITUTOYO GROOVE MICROMETER, DIA 12.7MM | OD:75-100MM ID:76.5-101.5MM X 0.01MM | 0
MTY146-131 | Mitutoyo Groove Micrometer (0-1? |  | 0
MTY146-133 | Mitutoyo Groove Micrometer (1?2? |  | 0
MTY146-135 | Mitutoyo Groove Micrometers | Range: 3"-4" (3.05"-4.05"-inside) | 0
MTY146-221 | MITUTOYO GROOVE MICROMETER, DIA 6.35MM | OD:0-25MM ID:1.6-26.5MM X 0.01MM | 0
MTY146-222 | MITUTOYO GROOVE MICROMETER, DIA 12.7MM | OD:0-25MM ID:1.6-26.5MM X 0.01MM | 0
MTY146-235 | Mitutoyo Groove Micrometers-Non Rotating | Spindle, Range: 3"-4" (3.05"-4.05") | 0
MTY147-201 | Mitutoyo Can Seam Micrometer,0-5"/0.001" |  | 0
MTY147-202 | Mitutoyo spray Can Seam Micrometer | Range 0-13 mmx0.01mm | 0
MTY148-112 | MICROMETER HEAD |  | 0
MTY148-201 | MICROMETER HEAD MHT1-6.5 |  | 0
MTY148-203 | Mitutoyo Micrometer Head | Range: 6.5mm, Model: 148-203 | 0
MTY148-204 | MICROMETER HEAD |  | 0
MTY148-205 | Micrometer Head | Brand : Mitutoyo Range : 0-6.5mm (Plain) | 0
MTY148-207 | Mitutoyo Micrometer Heads | Range 0-6,5 mmx0.01mm | 0
MTY148-503 | MITUTOYO MICROMETER HEAD MHA1-3 |  | 0
MTY148-803 | MICROMETER HEAD MHS3-13L | MODEL: 148-803 | 0
MTY149-182 | MICROMETER HEAD |  | 0
MTY149-801 | MITUTOYO MICROMETER HEAD MHM3-15 |  | 0
MTY150-191 | Micrometer Head | Range : 0-25mm | 0
MTY150-192 | Micrometer Head |  | 0
MTY153-301 | MICROMETER HEAD |  | 0
MTY155-122 | Mitutoyo Small Hole Gage (.5?.75? |  | 0
MTY155-123 | Mitutoyo Small Hole Gage Set |  | 0
MTY155-129 | Mitutoyo Telescoping Gage ,19-32mm |  | 0
MTY155-903 | TGST1. 5"-6" (6 PCS/SET) |  | 0
MTY156-101 | mitutoyo micrometers stand | xxxxxxxxxxx | 0
MTY156-103 | MICROMETER STAND MS-L | BRAND : MITUTOYO | 0
MTY156-105-10 | Mitutoyo Micrometer stand | Range 0-50 mm/0-2" | 0
MTY157-903 | optical parallel |  | 0
MTY158-117 | MITUTOYO Optical Flats | Thickness : 12 mm, ?5 | 0
MTY158-118 | MITUTOYO OPTICAL FLAT OF-45A | MODEL: 158-118 | 0
MTY160-101 | Mitutoyo Vernier Caliper | Range 0 - 600mmx0.02mm | 0
MTY160-102 | Mitutoyo Vernier Caliper |  | 0
MTY160-106 | Mitutoyo Vernier Caliper 0(1?-40? |  | 0
MTY160-110 | MITUTOYO VERNIER CALIPER | RANGE: 0-1500mm x 0.02mm | 0
MTY160-112 | VERNIER CALIPER |  | 0
MTY160-113 | Mitutoyo Vernier caliper 0(20)-2000mmx0m |  | 0
MTY160-128 | MITUTOYO VERNIER CALIPER WITH FINE ADJ | MODEL: 160-128, 0(20)-450MM X 0.02MM | 0
MTY160-130 | CALIPER C45 |  | 0
MTY160-131 | CALIPER C60 |  | 0
MTY160-132 | Mitutoyo Vernier Caliper |  | 0
MTY160-133 | VERNIER CALIPER | RANGE : 0(20)-1500MM | 0
MTY160-134 | MITUTOYO VERNIER CALIPER | RANGE: 0(20)-2000MM X 0.05MM | 0
MTY160-153 | Mitutoyo Vernier Caliper | Range:0-600mmx0.02mm/0-24"x0.001" | 0
MTY160-155 | Mitutoyo Vernier Caliper | Range 0-1000mm/0 - 40"x0,02 mm/0.001" | 0
MTY160-159 | Mitutoyo Vernier Caliper 2000mm/80? |  | 0
MTY164-161 | MICROMETER HEAD |  | 0
MTY164-162 | Mitutoyo Micrometer Head (Model:164-162) |  | 0
MTY164-163 | Mitutoyo Digital Micrometer Heads | Range 0-50 mmx0,001 mm | 0
MTY164-164 | Mitutoyo Digital Micrometer Heads | Range 0-2"/0-50mmx0.00005"/0.001mm | 0
MTY167-102 | Mitutoyo Setting Standard For OD Mic |  | 0
MTY167-104 | Mitutoyo Setting Standard For OD Mic |  | 0
MTY167-106 | Mitutoyo Setting Standard For OD Mic |  | 0
MTY167-117 | Mitutoyo Micrometer standard 425mm |  | 0
MTY167-141 | Setting Standard |  | 0
MTY167-142 | Setting Standard |  | 0
MTY167-143 | Setting Standard |  | 0
MTY167-144 | Setting Standard |  | 0
MTY167-152 | SETTING STANDRAD FOR O/MICROMETER | SIZE : 12" | 0
MTY167-180 | Mitutoyo Setting Ring 40" |  | 0
MTY167-261 | Mitutoyo Setting Standard for screw thrm |  | 0
MTY167-262 | std for screw thread |  | 0
MTY170-102-12 | CALIBRATION TESTER UDT-2 |  | 0
MTY170-312E | MITUTOYO I-CHECKER IC1000, |  | 0
MTY172-012 | mitutoyo 20X Projection Lens ?PH14 |  | 0
MTY172-144 | mitutoyo C/W ROTARY VISE |  | 0
MTY172-202 | 10X len Profile Projector PJ-A3000series |  | 0
MTY172-204 | mitutoyo 50x Projection Lens |  | 0
MTY172-271 | 5X Projection lens | Brand : Mitutoyo | 0
MTY172-473 | 20X Projection lens | Brand : Mitutoyo | 0
MTY172-474 | 50X Projection lens | Brand : Mitutoyo | 0
MTY172-475 | 100X Projection lens | Brand : Mitutoyo | 0
MTY172-849E | Mitutoyo PROFILE PROJECTOR PH3515F |  | 0
MTY176-812E | Mitutoyo TM-510 |  | 0
MTY177-139 | SETTING RING, 25MM |  | 0
MTY177-140 | SETTING RING, 35MM |  | 0
MTY177-147 | Mitutoyo Setting Ring, (Steel) ,70mm |  | 0
MTY177-178 | SETTING RINGS |  | 0
MTY177-179 | MITUTOYO STEEL SETTING RING | .35". ID: 177-179 | 0
MTY177-180 | STEEL SETTING RINGS | RANGE : .5" | 0
MTY177-184 | MITUTOYO STEEL SETTING RING | 1.0". ID: 177-184 | 0
MTY177-205 | SETTING RING, 5MM | BRAND : MITUTOYO | 0
MTY177-283 | STEEL SETTING RINGS | RANGE : .425" | 0
MTY177-284 | Setting rings | Brand : Mitutoyo Model : MTY177-284 | 0
MTY177-296 | SETTING RING |  | 0
MTY177-306 | MITUTOYO SETTING RING | DIA. 225MM | 0
MTY177-310 | MITUTOYO SETTING RING | DIA. 275MM | 0
MTY177-314 | Mitutoyo Steel Setting Rings |  | 0
MTY177-316 | SETTING RING | RANGE : 75MM | 0
MTY177-318 | setting ring, 87mm DM caliper |  | 0
MTY178-230-2 | MITUTOYO, DRIVE UNIT/SJ201 |  | 0
MTY178-390 | MITUTOYO, STANDARD DETECTOR FOR SJ |  | 0
MTY178-393 | Mitutoyo Detector for SJ201/210 |  | 0
MTY180-102B | pls quote 180-102U (1 pc ex-stock) |  | 0
MTY180-202B | pls quote 180-202U (1 pc ex-stock) |  | 0
MTY180-301B | MITUTOYO REVERSIBLE PROTRACTOR |  | 0
MTY180-301U | replaced by 180-301B |  | 0
MTY180-503B | pls quote 180-503U (3pcs ex-stock) |  | 0
MTY180-505B | MITUTOYO COMBINATION SQUARE |  | 0
MTY180-603B | BLADE |  | 0
MTY180-903U | MITUTOYO COMBINATION SQUARE SET | RANGE: 12" | 0
MTY180-906B | Mitutoyo Combination Square Set |  | 0
MTY180-907U | Mitutoyo Combination Square Set | Range 12?300mm Hardened cast iron head. | 0
MTY180-910U | Combination Square Set | Brand : Mitutoyo Model : MTY180-910U | 0
MTY181-902-10 | Mitutoyo Hardened Steel V-Blocks | Maximum workpiece ?25mm | 0
MTY181-947 | Magnetic V block | Brand : Mitutoyo Max workpiece :50mm | 0
MTY182-105 | MITUTOYO STEEL RULES | RANGE : 6"/150MM | 0
MTY182-123 | MITUTOYO Steel rule |  | 0
MTY182-125 | MITUTOYO STEEL RULES,WIDE RIGID | RANGE:12"/300MM, WIDTH:.98" | 0
MTY182-145 | MITUTOYO STEEL RULES | RANGE : 18"/450MM | 0
MTY182-151 | Steel Ruler 450mm |  | 0
MTY182-165 | MITUTOYO STEEL RULES | RANGE : 24"/600MM | 0
MTY182-171 | STEEL RULE 600 |  | 0
MTY182-245 | MITUTOYO STEEL RULE | RANGE: L:18"/450mm W:0.75"/19mm | 0
MTY182-271 | STEEL RULES |  | 0
MTY182-302 | STEEL RULER |  | 0
MTY182-307 | STEEL RULES |  | 0
MTY183-103 | RETICLE (#2),POCKET COMPARATOR | BRAND : MITUTOYO | 0
MTY183-104 | MITUTOYO POCKET COMPARATOR |  | 0
MTY183-203 | Mitutoyo Pocket Magnifiers |  | 0
MTY184-313S | Mitutoyo Thicknes Gages 28 Leaves | Range: 0.05~1mm/Blade Length: 100mm | 0
MTY186-106 | Mitutoyo Radius Gages | Range 7.5 - 15mm | 0
MTY187-105 | MITUTOYO ACUTE ANGLE |  | 0
MTY187-502 | MITUTOYO Digital Universal Protractor | MODEL: 187-502 (300MM, 360deg) | 0
MTY187-551 | Digital Universal Protractor | Blade range: 6" (187-551) | 0
MTY187-552 | Dig Universal Protrator |  | 0
MTY188-121 | MITUTOYO THREAD PITCH GAUGE |  | 0
MTY188-152 | SCREW PITCH GAGE |  | 0
MTY188-153 | PITCH GAGE (28/SET) | BRAND : MITUTOYO | 0
MTY1900S-10 | DIAL INDICATOR DG0.001-0.1MM |  | 0
MTY190550 | Mitutoyo contact point 0.7xL20.9mm |  | 0
MTY1911 | Dial Indicators |  | 0
MTY1911TB-10 | DG0.01-2.5MM |  | 0
MTY192-150 | DIAL HEIGHT GAGE | BRAND : MITUTOYO RANGE : 0-12" | 0
MTY192-153 | Mitutoyo Dial Height Gauge with Dgt Cour |  | 0
MTY1925T-10 | DG .0001-.025" |  | 0
MTY192-632-10 | MITUTOYO DIGIMATIC HEIGHT GAGE | 0-24"X0.0005"/0-600MMX0.01MM | 0
MTY192-665-10 | Heigth Gauge |  | 0
MTY192-670-10 | Digimatic Height Gauge |  | 0
MTY192-671-10 | Digimatic Height Gage | Model : MTY 192-671-10 Range : 0-18" | 0
MTY192683 | Mitutoyo Bezel/Crystal,2000 |  | 0
MTY1929S | DIAL INDICATOR WITH LUG BACK |  | 0
MTY193051B | Mitutoyo Color -coded spindle cap,blue |  | 0
MTY193-101 | Mitutoyo Digit Outside Micrometer | Range 0-25 mm x 0.01mm | 0
MTY193172 | BACK,POST ON CENTER/DG1,1000 |  | 0
MTY193-902 | Digit Outside Micrometer | Brand : Mitutoyo Model : MTY193-902 | 0
MTY198728 | INK RIBBON, BLACK |  | 0
MTY19BAA219 | Mitutoyo Bulb Model: 19BAA219 |  | 0
MTY200108 | Mitutoyo set scew |  | 0
MTY200128 | Mitutoyo Spindle |  | 0
MTY200355 | Mitutoyo Anvil for 293-340 |  | 0
MTY200366 | SCREW THIMBLE,101 |  | 0
MTY200376 | Mitutoyo (SP) Thimble |  | 0
MTY200761 | Mitutoyo Anvil for Dgt Point Micrometer |  | 0
MTY201193 | SET SCREW |  | 0
MTY201194 | Mitutoyo KEY SCREW,122 |  | 0
MTY201223 | Mitutoyo Blade Anvil 0.7mm |  | 0
MTY201425 | ANVIL FOR BORE GAUGE |  | 0
MTY201436 | PIN POINT FOR BORE GAUGE |  | 0
MTY204363 | ANVIL 17-18MM,511 | BRAND : MITUTOYO | 0
MTY2044S | MITUTOYO DIAL INDICATOR | RANGE: 5mm x 0.01mm | 0
MTY204695 | Mitutoyo (SP) Sleeve |  | 0
MTY2046SB | MITUTOYO DIAL INDICATOR (FLAT BACK) | MODEL: 2046SB, 10MM X 0.01MM | 0
MTY2046SB-09 | MITUTOYO DIAL INDICATOR |  | 0
MTY2046SB-11 | MITUTOYO Dial Indicator(Jeweled bearing) | RANGE: 10mm x 0.01mm | 0
MTY2046SB-60 | Mitutoyo Dial Indicator | Brand : Mitutoyo Model : MTY2046SB-60 | 0
MTY2047SB | DIAL INDICATOR DG0.01-10MM | BRAND : MITUTOYO | 0
MTY2050S-19 | DIAL INDICATOR |  | 0
MTY2052S-19 | Mitutoyo Dial Indicator 30mm(1mm)x0.01mm |  | 0
MTY2052SB | DIAL INDICATOR DG0.01-30MM |  | 0
MTY205461 | Mitutoyo Washer |  | 0
MTY205624 | Mitutoyo Washer 0.4" for Bore Gage 511-6 |  | 0
MTY205786 | Mitutoyo Spring,511 |  | 0
MTY208062 | SPINDLE |  | 0
MTY208063 | ATTACHMENTS,COMPARATOR,107 |  | 0
MTY208064 | SPINDLE |  | 0
MTY208065 | SPINDLE |  | 0
MTY208066 | SPINDLE |  | 0
MTY208098 | SPINDLE |  | 0
MTY208099 | SPINDLE |  | 0
MTY208100 | SPINDLE |  | 0
MTY208101 | SPINDLE |  | 0
MTY208102 | SPINDLE |  | 0
MTY208259 | SET SCREW FOR HOLTEST, 368 |  | 0
MTY209-116 | DIAL CALIPER GAGE DCG-1.4"X |  | 0
MTY209-117 | DIAL CALIPER GAGE DCG-2.2"X |  | 0
MTY209-118 | DIAL CALIPER GAGE DCG-3"X |  | 0
MTY209-175 | MITUTOYO DIAL CALIPER GAGE | 10-30MM X 0.01MM | 0
MTY209-306 | Mitutoyo Dial Caliper Gage 50~75x0.01mm |  | 0
MTY209-309 | Mitutoyo Dial Caliper Gauge |  | 0
MTY209-351 | dial caliper |  | 0
MTY209-551M | Digimatic Caliper Gage |  | 0
MTY209-572M | DIGIMATIC CALIPER GAGE |  | 0
MTY209-901 | Mitutoyo Dial Caliper Gage,15-65mm |  | 0
MTY209-912 | MITUTOYO DIAL CALIPER GAUGE |  | 0
MTY209-913 | MITUTOYO CALIPER GAUGE |  | 0
MTY209-918 | Mitutoyo Dgmt Caliper Gage,inch/mm |  | 0
MTY2109S-70 | Mitutoyo Dial Indicator |  | 0
MTY2109SB-70 | Dial Indicator |  | 0
MTY2110SB-10 | DIAL INDICATOR |  | 0
MTY2113S-10 | Dial Indicator DG0.001-2mm |  | 0
MTY2118F | DIAL INDICATOR DG0.001-5MM |  | 0
MTY2119SB-10 | Mitutoyo Dial Indicator | Range : 5mm/ 0.001mm | 0
MTY212556 | Mitutoyo Wrench Spanner,511 |  | 0
MTY215-120-10 | Mitutoyo Bore Gage Stand 215-120-10 |  | 0
MTY215-150-10 | Dial Gauge stand |  | 0
MTY215-151 | MITUTOYO COMPARATOR STAND |  | 0
MTY215-153-10 | BSG-25X |  | 0
MTY215-156-10 | MITUTOYO GRANITE COMPARATOR STAND | MODEL: 215-156-10 (300x250x80mm) | 0
MTY215-405-10 | MITUTOYO COMPARATOR STAND BSB-20X | SQUARE ANVIL SIZE 110X110MM | 0
MTY21AAA012 | EXTENSION ROD |  | 0
MTY21AAA030 | Needle Point |  | 0
MTY21AAA046 | Mitutoyo NEEDLE POINT, 2000 |  | 0
MTY21AAA047 | Needle Point |  | 0
MTY21AAA048 | Mitutoyo Needle Point |  | 0
MTY21AAA256 | Mitutoyo Needle Point, Dia. 0.4mm | Length: 35mm | 0
MTY21AAA258 | NEEDLE POINT |  | 0
MTY21AAA259G | EXTENTION RODE |  | 0
MTY21AAA329 | Mitutoyo Metric Carbide Contact Point |  | 0
MTY21AAA330 | Mitutoyo Needle Point(Carbide) |  | 0
MTY21AAA331 | Metric Carbide Contact Point 2.5x0.45mm |  | 0
MTY21AAA332 | Mitutoyo Needle point(carbide) |  | 0
MTY21AAA333 | NEEDLE,CB TIP CONTACT PT D1X20 |  | 0
MTY21AAA336 | Mitutoyo Metric Carbide Contact Point |  | 0
MTY21AAA338 | Mitutoyo Contact Point Model: 21AAA338 |  | 0
MTY21AAA340 | Mitutoyo Flat Contact Point |  | 0
MTY21AAA343 | Mitutoyo Flat contact Point Dia 25mm |  | 0
MTY21AAA349 | Contact Point |  | 0
MTY21AAA351 | Mitutoyo Carbide Contact Point |  | 0
MTY21AAA352 | Mitutoyo Carbide Ball Point Stylus 2000 |  | 0
MTY21AAB143 | Mitutoyo spring |  | 0
MTY21AAB161 | CLAMP BRACKET,2000 |  | 0
MTY21AZA319 | Mitutoyo Ball Carbide W/O Groove , Leng3 |  | 0
MTY21AZB271 | Mitutoyo Gear Intermidiate |  | 0
MTY21CAA003 | Mitutoyo Arm for 513 series |  | 0
MTY21CZA036 | CONTACT PT(CARBIDE),D2MM,513 |  | 0
MTY21CZA201 | D2 RUBY POINT,513 |  | 0
MTY21CZA210 | Mitutoyo Ruby 2mm contact point L:22.3mm |  | 0
MTY21CZA229 | MITUTOYO UNIVERSAL HOLDER 6D |  | 0
MTY21CZA233 | pls quote 901916 (4pcs ex-stock) |  | 0
MTY21DZA209 | Mitutoyo DRIVING PIN |  | 0
MTY21DZA213A | Mitutoyo Bore Gage Anvil Spare Part |  | 0
MTY21DZA213B | Mitutoyo Bore Gage Anvil Spare Part |  | 0
MTY21DZA213C | Mitutoyo Bore Gage Anvil Spare Part |  | 0
MTY21DZA213D | Mitutoyo Bore Gage Anvil Spare Part |  | 0
MTY21DZA213E | Mitutoyo Bore Gage Anvil Spare Part |  | 0
MTY21DZA213F | Bore Gage Anvil Spare part,28mm |  | 0
MTY21DZA213G | Mitutoyo Bore Gage Anvil,30mm |  | 0
MTY21DZA213H | MITUTOYO Bore Gage Anvil Spare Part | SIZE: 32 mm | 0
MTY21DZA213J | Mitutoyo Bore Gage Anvil,34mm |  | 0
MTY21DZA216 | Mitutoyo Contact Rod for Bore Gauge |  | 0
MTY21DZA223 | CONTACT ROD |  | 0
MTY21DZA232C | Mitutoyo Anvil No.3 |  | 0
MTY21EZA063A | GRID ASSEMBLY |  | 0
MTY21EZA101 | Lifting Knob (ID-H) |  | 0
MTY21EZA105 | LIFTING KNOB (MM) |  | 0
MTY21EZA160 | Mitutoyo battery cap |  | 0
MTY21JAA269 | Set Screw,7211 |  | 0
MTY21JZA272 | ROD & HOLDER CLAMP SET FOR 215-151 |  | 0
MTY223-101 | DISK MICROMETER | RANGE : 0-25MM | 0
MTY223-102 | DISK MICROMETER | RANGE : 25-50 MM | 0
MTY2320S-10 | DIAL INDICATOR(LONG STROKES TYPE) | BRAND : MITUTOYO RANGE : 0.01 | 0
MTY2330S-10 | Dial Indicator |  | 0
MTY2358S-10 | DIAL INDICATOR DG.0001-.5" |  | 0
MTY2416SB | MITUTOYO DIAL INDICATOR |  | 0
MTY2424S-19 | Mitutoyo Dial Indicator |  | 0
MTY264-005 | Mitutoyo Input Tools |  | 0
MTY264-007 | Mitutoyo RS-232 Conversion Input Tool |  | 0
MTY264-012-10 | replaced by 264-016 |  | 0
MTY270004 | Printer Paper(10roll/50M)DP-1 |  | 0
MTY271071 | PAPER PRINTER |  | 0
MTY2776S | MITUTOYO DIAL INDICATOR |  | 0
MTY2803S-10 | Dial Indicators | Brand : Mitutoyo Model : MTY2803S-10 | 0
MTY2805S-10 | Dial Indicators | Brand : Mitutoyo | 0
MTY281372A | Mitutoyo Frame,Slider Cover for Height e |  | 0
MTY2901S-10 | Mitutoyo Dial Indicator Model: 2901S-10 |  | 0
MTY2902S | Mitutoyo Dial Indicator |  | 0
MTY2910SB-72 | DIAL INDICATOR |  | 0
MTY2922S | Mitutoyo Dial Indicator |  | 0
MTY2922SB | DIAL INDICATOR DG .0005-.125" |  | 0
MTY2923S-10 | Mitutoyo Dial Indicator |  | 0
MTY2923SB-10 | Dial Indicator,0.05"(0.1")x0.0001" |  | 0
MTY2928S | DIAL INDICATOR DG0.1-4MM | BRAND : MITUTOYO | 0
MTY2929SB-60 | Dial Indicator | Brand : Mitutoyo Model : MTY2929SB-60 | 0
MTY293-130 | Mitutoyo 0.1um Digimatic Micrometer | Model:293-130,25mm/1"x0.0001mm/0.000005" | 0
MTY293-140 | Mitutoyo QuantuMike C/W SPC Output | Range: 0-25mm x 0.001mm | 0
MTY293-141 | MITUTOYO QUANTUMIKE IP65 | RANGE:0-25MM X 0.001MM | 0
MTY293-142 | Mitutoyo Micrometer Quantumike |  | 0
MTY293-143 | QuantuMike-IP65 Coolant Proof |  | 0
MTY293-145 | Mitutoyo QuantuMike W/O SPC Output | Range: 0-25mm x 0.001mm | 0
MTY293-146 | Mitutoyo Digimatic Micrometer Model: 26 |  | 0
MTY293-180 | Mitutoyo QuantuMike DM Micrometer | Range:0-1"/0-25mm x.00005"/0.001mm | 0
MTY293-181 | DM MICROMETER MDE-2"MJ |  | 0
MTY293-182 | QUANTUMIKE MICROMETER(WITH SPC OUTPUT) | RANGE : 2"-3" | 0
MTY293-185 | Mitutoyo Quantumike range:0-1?/ 0-25mm |  | 0
MTY293-185-30 | Mitutoyo Quantumike range:0-1?/ 0-25mm |  | 0
MTY293-186 | DM MICROMETER MDE-2"PJ |  | 0
MTY293-187 | QUANTUMIKE MICROMETER(W/O SPC OUTPUT) | RANGE : 2"-3" | 0
MTY293-230 | Mitutoyo Digimatic Micrometer IP65 | Range: 0-25mmx0.001mm (SPC output) | 0
MTY293-231 | Mitutoyo Digimatic Micrometer IP65 | Range: 25-50mmx0.001mm (SPC output) | 0
MTY293-232 | Mitutoyo Digimatic Micrometer IP65 | Range: 50-75mmx0.001mm (SPC output) | 0
MTY293-233 | Mitutoyo Digimatic Micrometer IP65 | Range: 75-100mmx0.001mm (SPC output) | 0
MTY293-237-30 | COOLANT PROOF MICROMETER | RANGE : 75-100 MM (WITH SPC DATA OUTPUT) | 0
MTY293-240 | Mitutoyo Digimatic Micrometer IP65 | Range 0-25 mmx0.001 mm | 0
MTY293-241 | Mitutoyo Digimatic Micrometer IP65 | Range 25-50 mmx0,001 mm | 0
MTY293-242 | Mitutoyo Digimatic Micrometer IP65 | Range 50-75 mmx0,001 mm | 0
MTY293-243 | Mitutoyo Digimatic Micrometer IP65 | Range 75-100 mmx0,001 mm | 0
MTY293-244 | Mitutoyo Dgt Micrometer,0-25mmx0.001mm |  | 0
MTY293-244-30 | COOLANT PROOF MICROMETER | RANGE : 0-25MM (W/O SPC OUTPUT) | 0
MTY293-246 | DM MICROMETER MDC-75PJT |  | 0
MTY293-250-10 | Mitutoyo Digimatic micrometer | Range: 100-125mm x 0.001mm | 0
MTY293-250-30 | DIGIMATIC MICROMETER |  | 0
MTY293-251-10 | Mitutoyo Digimatic micrometer | Range: 125-150mm x 0.001mm | 0
MTY293-251-30 | DIGIMATIC MICROMETER |  | 0
MTY293-257-30 | MITUTOYO DIGIMATIC MICROMETER | RANGE: 275MM X 300MM | 0
MTY293-330 | Mitutoyo Digimatic Micrometer,SPC Output | Range:0-1"/0-25mmx0.00005"/0.001mm | 0
MTY293-331-30 | Mitutoyo Digimatic Micrometer,SPC Output | Range:1-2"/25-50mmx0.00005"/0.001mm | 0
MTY293-332 | Mitutoyo Digimatic Micrometer,SPC Output | Range:2-3"/50-75mmx0.00005"/0.001mm | 0
MTY293-335-30 | MICROMETER (WITH SPC OUTPUT) | BRAND : MITUTOYO RANGE : 0-1" | 0
MTY293-340 | Mitutoyo Digimatic Micrometer IP65 | Range:0-25mmx0.001mm/ 0-1"x0.00005" | 0
MTY293-341 | MITUTOYO DIGIMATIC MICROMETER | Range:25-50mm/1"-2"x0.001mm/0.00005" | 0
MTY293-342 | MITUTOYO DIGIMATIC MICROMETER | Range 2-3"x0.00005"/50-75mmx0.001mm | 0
MTY293-343 | MITUTOYO DIGIMATIC MICROMETER | Range 3-4"x0.00005"/75-100mmx0.001mm | 0
MTY293-344 | MDC-1"PXT |  | 0
MTY293-350-10 | MITUTOYO DIGIMATIC MICROMETER | Range 4-5"x0.00005"/100-125mmx0.001mm | 0
MTY293-351-10 | MITUTOYO DIGIMATIC MICROMETER | Range 5-6"x0.00005"/125-150mmx0.001mm | 0
MTY293-352-30 | MDC-7"MX |  | 0
MTY293-355-10 | MITUTOYO DIGIMATIC MICROMETER |  | 0
MTY293-666 | Quickmike Digimatic Micrometer | Range : 0-30mm | 0
MTY293-667 | Mitutoto Quickmike IP54 ,25-55mmx0.000 |  | 0
MTY293-669 | Quickmike Digimatic Micrometer | Range : 75-105mm | 0
MTY293-676 | Mitutoyo IP54 Digimatic Micrometer |  | 0
MTY293-677 | Mitutoyo Quickmike Dgmt Micrometer |  | 0
MTY293-821 | Mitutoyo Digimatic Micrometer | Range 0-25 mmx0,001 mm | 0
MTY293-831 | Mitutoyo Digimatic Micrometer | Range 0-1"x0.00005" | 0
MTY293-832 | DM MICROMETER MDC-1"SFB |  | 0
MTY293-832-30 | DM MICROMETER MDC-1"SFB |  | 0
MTY295-215 | MICROMETER BMD-25K |  | 0
MTY2972 | replaced by 2972TB |  | 0
MTY2972TB | Dial Indicators |  | 0
MTY300201 | ANVIL,295 |  | 0
MTY301336 | spanner |  | 0
MTY301655 | Mitutoyo Extension Rod 1? |  | 0
MTY302-711E | mitutoyo Model: PJ-A3010F-200 |  | 0
MTY303949 | Mitutoyo Key 145 |  | 0
MTY303954 | ANVIL NO.5 (METRIC),104 |  | 0
MTY303956 | ANVIL NO.1 (INCH),104 |  | 0
MTY303957 | Mitutoyo ANVIL NO.2 (INCH),104 |  | 0
MTY303958 | Mitutoyo ANVIL NO.3 (INCH),104 |  | 0
MTY303959 | Mitutoyo ANVIL NO.4 (INCH),104 |  | 0
MTY303960 | Mitutoyo ANVIL NO.5 (INCH),104 |  | 0
MTY303972 | Mitutoyo Bushing Anvil,104 |  | 0
MTY304004 | MITUTOYO ANVIL NO.6 (METRIC),104 |  | 0
MTY3046S | Mitutoyo Dial Indicator | Range: 10mm x 0.01mm | 0
MTY3052SB-19 | MITUTOYO Dial Indicator | Range:30mm x 0.01mm (flat back) | 0
MTY3060S-19 | DIAL INDICATOR DG0.01-80MM |  | 0
MTY3062S-19 | Mitutoyo Dial Indicator | Range 100mmx0.01mm | 0
MTY306560 | Mitutoyo Anvil (T-0.75),422M |  | 0
MTY306563 | CARBIDE ANVIL(0.4W),422-111 |  | 0
MTY307-438 | MITUTOYO STATER ASSY MODEL:307438 |  | 0
MTY307-606 | MITUTOYO ROTOR ASSY MODEL:307606 |  | 0
MTY307773 | Mitutoyo (SP) Spring |  | 0
MTY313-101 | Mitutoyo 3 Wire Unit Set |  | 0
MTY314-252-10 | DM MICROMETER VM3-25MB |  | 0
MTY314-252-30 | MITUTOYO DIGIMATIC MICROMETER VM3-15MB | RANGE : 10-25 mm x 0.001mm | 0
MTY314-253-10 | MITUTOYO DM MICROMETER VM3-40MB | RANGE: 25-40MM X 0.001MM | 0
MTY314-253-30 | MITUTOYO DM MICROMETER VM3-40MX | RANGE: 25-40MM X 0.001MM | 0
MTY314-351-30 | V ANVIL DIG MICROMETER |  | 0
MTY317-251 | Uni-Mike Micrometer | Brand : Mitutoyo Range : 0-25mm | 0
MTY317-351 | Uni-Mike Micrometer | Brand : Mitutoyo Range : 0-1" | 0
MTY317-351-30 | ACM-1"MXF |  | 0
MTY323-250 | Mitutoyo Digimatic Disc Micrometer | Range 0-25 mmx0,001 mm | 0
MTY323-251 | DM MICROMETER GMA-50MJ |  | 0
MTY323-251-30 | GMA-50MX |  | 0
MTY323-350 | DM MICROMETER GMA-1"MJ |  | 0
MTY323-351 | DM MICROMETER GMA-2"MJ |  | 0
MTY324-251-10 | gear tooh micrometer |  | 0
MTY324-251-30 | DM MICROMETER GMB-25MJB |  | 0
MTY324-351-10 | Mitutoyo Gear Tooth Micrometer |  | 0
MTY324-351-30 | Mitutoyo Gear Tooth Micromete |  | 0
MTY326-251-10 | DM MICROMETER TMC-25MJB |  | 0
MTY326-251-30 | tmc-25mx |  | 0
MTY326-252-30 | DIGIMATIC MICROMETER |  | 0
MTY326-253-10 | DIGIMATIC MICROMETER |  | 0
MTY326-351-10 | DM MICROMETER TMC-1"MJB |  | 0
MTY326-352-10 | DM MICROMETER TMC-2"MJB |  | 0
MTY326-352-30 | MITUTOYO SCREW THREAT MICROMETER |  | 0
MTY326-353-30 | DM MICROMETER TMC-3"MJB |  | 0
MTY326-354-30 | DM MICROMETER TMC-4"MJB |  | 0
MTY329-250 | Mitutoyo Digimatic Depth Micrometer | Model: 329-250 | 0
MTY329-250-10 | REPLACED BY 329-250-30 | 0-150MM X 0.001MM (INT. ROD TYPE) | 0
MTY329-251-30 | MITUTOYO DIGITAL DEPTH MICROMETER | 0-300MM X 0.001MM (INT. ROD TYPE) | 0
MTY329-350-10 | DM MICROMETER DMC4-6"MB |  | 0
MTY331-251 | Mitutoyo Digimatic Spline Micrometer | Range 0-25 mmx0,001 mm Type A | 0
MTY331-252 | Mitutoyo Digimatic Spline Micrometer | Range 25-50mmx0.001mm Type A | 0
MTY331-253 | Mitutoyo Spline Micrometer |  | 0
MTY331-254 | DIGIMATIC SPLINE MICROMETER |  | 0
MTY331-261-30 | Mitutoyo Digimatic Spline Micrometer | Range 0-25mmx0.001mm Type B | 0
MTY331-262 | Mitutoyo Digimatic Spline Micrometer | Range 25-50mm x 0.001mm Type B | 0
MTY-331-262-30 | Mitutoyo Digimatic Spline Micrometer | Range 1-2"x0.00005"/25-50mm Type B | 0
MTY331-263-30 | DIGIMATIC MICROMETER SPM2-75MX | BRAND : MITUTOYO | 0
MTY331-264-30 | Mitutoyo Spline Micrometer | Range: 75-100mm x 0.001mm | 0
MTY331-351 | Mitutoyo Digimatic Spline Micrometer | Range 0-1"x0.00005" Type A | 0
MTY331-351-30 | Mitutoyo Digimatic Spline Micrometer |  | 0
MTY331-361 | Mitutoyo Digimatic Spline Micrometer | Range 0-1"x0.00005"/0-25mm Type B | 0
MTY-331-362 | Mitutoyo Digimatic Spline Micrometer | Range 1-2"x0.00005"/25-50mm Type B | 0
MTY331-362-30 | Mitutoyo Digimatic Spline Micrometer | Range 1-2"x0.00005"/25-50mm Type B | 0
MTY337-101 | DIGITAL TUBULAR INSIDE MICROMETER |  | 0
MTY337-301 | Mitutoyo Digimatic Inside Micormeter |  | 0
MTY337-302 | MITUTOYO DIGIMATIC TUBULAR INSIDE MICROm |  | 0
MTY337-303 | DIGITAL TUBULAR INSIDE MICROMETER |  | 0
MTY33-902 | MICROMETER IMST1-300 (10PC/ST) |  | 0
MTY340-251-10 | MITUTOYO DIGIMATIC MICROMETER | RANGE: 0-150MM x 0.001MM | 0
MTY340-251-30 | OMC-150MX |  | 0
MTY340-252-10 | MITUTOYO DIGIMATIC MICROMETER | RANGE: 150-300MM x 0.001MM | 0
MTY340-352-30 | DM MICROMETER OMC-12"MJB |  | 0
MTY340-521 | MITUTOYO DIGITAL MICROMETER | RANGE: 400-500MM x 0.001MM | 0
MTY340-522 | MITUTOYO OUTSIDE MICROMETER | RANGE: 500-600MM X 0.001MM | 0
MTY340-523 | digimatic micrometer |  | 0
MTY340-524 | digimatic micrometer |  | 0
MTY340-525 | digimatic micrometer |  | 0
MTY3416S | Mitutoyo Dial Indicator | Range: 1"(.1") x .001" | 0
MTY3417S | DIAL INDICATOR DG .001-1" |  | 0
MTY342-251 | Mitutoyo Digimatic Point Micrometer | Range 0-25 mmx0,001 mm | 0
MTY342-252 | DM MICROMETER CPM15-50MJ |  | 0
MTY342-261 | Mitutoyo Digimatic Point Micrometer | Range 0-25 mmx0,001 mm | 0
MTY342-261-30 | CPM30-25MX |  | 0
MTY342-263 | DIGITAL MICROMETER CPM30-75MJ |  | 0
MTY342-271 | MITUTOYO DIGIMATIC CRIMP MICROMETER | RANGE: 0-20MM X 0.001MM | 0
MTY342-351 | Mitutoyo Digimatic Point Micrometer | 25mm/1" x 0.001mm/0.00005" (342-351) | 0
MTY342-351-30 | Mitutoyo Digimatic Point Micrometer |  | 0
MTY342-353-30 | MITUTOYO POINT MICROMETER | RANGE: 2-3" X .00005"/0.001MM | 0
MTY342-361-30 | Mitutoyo Digimatic Point Micrometer | Range 0-1"x0.00005" | 0
MTY342-362-30 | DM MICROMETER CPM30-2"MJ |  | 0
MTY342-371 | Crimp Height Micrometers |  | 0
MTY343-250 | DM MICROMETER OMP-25M |  | 0
MTY343-353-30 | CPM15-3"MX |  | 0
MTY345-250-10 | MITUTOYO I/S MICROMETER | 5-30MM X 0.001MM | 0
MTY345-251-10 | MITUTOYO I/S MICROMETER | 25-50MM X 0.001MM | 0
MTY345-350-30 | MITUTOYO DIGIMATIC I/S MICROMETER | MODEL: 345-350-10, 5-30MM/0.2"-1.2" | 0
MTY350-251-30 | Mitutoyo Digital Micrometer Head |  | 0
MTY350-252-10 | DM micrometer head |  | 0
MTY350-261-10 | DIGIMATIC MICROMETER HEAD | SIZE : 0-25 MM | 0
MTY350-271-10 | MICROMETER HEAD | BRAND : MITUTOYO | 0
MTY350-281-30 | Mitutoyo Micrometer Head MHN1-25MX(IP65) |  | 0
MTY350-282-10 | Micrometer Head Selection Guide | Range : 0-25mm | 0
MTY350-351-10 | Mitutoyo Digimatic Micrometer Heads | Range:1"/25mm x.00005"/0.001mm | 0
MTY350-351-30 | MITUTOYO MICROMETER HEAD |  | 0
MTY368-004 | Holtest 4-5mm | Brand : Mitutoyo | 0
MTY368-005 | HOLTEST E3 5-6MM |  | 0
MTY368-164 | Mitutoyo Holtest,12-16mm |  | 0
MTY368-165 | Mitutoyo Holtest,16-20mm x 0.005mm | Model: 368-165 | 0
MTY368-166 | HOLTEST HT-25R |  | 0
MTY368-167 | mitutoyo holtest 368-167 |  | 0
MTY368-171 | Holtest | Brand : Mitutoyo Model : MTY368-171 | 0
MTY368-263 | HOLTEST | BRAND : MITUTOYO RANGE : .425"-.5" | 0
MTY368-264 | Mitutoyo Holtest(Three-point) 0.5?-0.65? |  | 0
MTY368-764 | HOLTEST HT2-16R |  | 0
MTY368-765 | HOLTEST HT2-20R |  | 0
MTY368-770 | MITUTOYO HOLTEST (TYPE II) | RANGE: 50-63MM X 0.005MM | 0
MTY368-771 | MITUTOYO HOLTEST (TYPE II) | RANGE: 62-75MM X 0.005MM | 0
MTY368-772 | MITUTOYO HOLTEST,RANGE: 75-88MM |  | 0
MTY368-907 | HOLTEST | BRAND : MITUTOYO RANGE : 3-6MM | 0
MTY368-991 | MITUTOYO HOLTEST TYPE II (COMPLETE SET) | Range: 12-20mm x 0.005mm | 0
MTY368-993 | HOLTEST |  | 0
MTY369-250 | MITUTOYO DISK MICROMETER | MODEL: 369-250 , 0-25mm x 0.001mm | 0
MTY369-250-30 | MITUTOYO DIGIMATIC MICROMETER |  | 0
MTY369-252 | Mitutoyo Dgt Non Rotating Disk Micrometr |  | 0
MTY369-350 | Mitutoyo Dig Disc Micrometer non- | rotating spindle type Range 0-1"x.00005" | 0
MTY375-034-1 | C/W ML 5X Objective Lens/MF |  | 0
MTY378-805-3 | MITUTOYO 50X M PLAN APO OBJECTIVES |  | 0
MTY389-251 | Mitutoyo Sheet Metal Micrometer | Range: 0-25mm x 0.001mm | 0
MTY389-251-30 | Mitutoyo Sheet Metal Micrometer |  | 0
MTY389-271-30 | MITUTOYO SHEET METAL |  | 0
MTY389-351 | DM MICROMETER PMU6-1"MJ |  | 0
MTY389-371-30 | Mitutoyo Sheet Metal Micrometer |  | 0
MTY395-251 | Mitutoyo Digimatic Tube Micrometer | Range 0-25 mmx0.001mm | 0
MTY395-271 | Mitutoyo Digimatic Tube Micrometer | Range 0-25 mmx0.001mm | 0
MTY395-371 | Mitutoyo Digimatic Tube Micrometer | 0-1"x0.00005"/0-25mmx0.001mm (S-S) | 0
MTY395-371-30 | Mitutoyo Digimatic Tube Micrometer |  | 0
MTY395-372 | Mitutoyo Dgmt Tube Micrometer 25-50x0.0m |  | 0
MTY406-250 | DM MICROMETER OMV-25M |  | 0
MTY406-251 | DM MICROMETER |  | 0
MTY406-252-30 | Mitutoyo Outside Micrometer |  | 0
MTY406-253-30 | MITUTOYO OUTSIDE MICROMETER | RANGE: 75-100MM X 0.001 | 0
MTY406-350 | DM MICROMETER OMV-1"M |  | 0
MTY422-230 | Mitutoyo Digimatic Blade Micrometer | Range 0-25 mmx0.001mm | 0
MTY422-230-30 | Mitutoyo Digimatic Blade Micrometer |  | 0
MTY422-232-30 | Mitutoyo Blade Micrometer ,50-75mmx0.00m |  | 0
MTY422-233-30 | DIGIMATIC BLADE MICROMETER |  | 0
MTY422-260 | Mitutoyo Digimatic Blade Micrometer | Range 0-25 mmx0.001mm | 0
MTY422-270 | Mitutoyo Digimatic Blade Micrometer | Range 0-25 mmx0.001mm | 0
MTY422-330 | Mitutoyo Digimatic Blade Micrometer | Range 0-1"x0.00005" | 0
MTY422-332 | DM MICROMETER BLM-3"M |  | 0
MTY422-332-30 | BLM-3"MX |  | 0
MTY422-371-30 | MITUTOYO BLADE MICROMETR | RANGE: 0-1"/0.25MM X .00005"/0.001MM | 0
MTY422-412 | Mitutoyo Blade Micrometer | Range: 25-55mm x 0.001mm | 0
MTY468-161 | DIGIMATIC HOLTEST HTD-8R |  | 0
MTY468-163 | DIGIMATIC HOLTEST HTD-12R |  | 0
MTY468-164 | DIGIMATIC HOLTEST HTD-16R |  | 0
MTY468-165 | MITUTOYO DIGIMATIC HOLTEST | 16-20MM X 0.001MM | 0
MTY468-167 | Mitutoyo Digimatic Holtest Model: 468-17 |  | 0
MTY468-168 | Mitutoyo Digimatic Holtest | Range : 30-40mm | 0
MTY468-171 | HOLTEST | RANGE : 62-75 MM | 0
MTY468-172 | HOLTEST | RANGE : 75-88MM | 0
MTY468-173 | HOLTEST | RANGE : 87-100MM | 0
MTY468-178 | MITUTOYO DIGITAL HOLTEST | 200-225MM X 0.001MM | 0
MTY468-179 | MITUTOYO DIGITAL HOLTEST | 225-250MM X 0.001MM | 0
MTY468-180 | MITUTOYO DIGITAL HOLTEST | 250-275MM X 0.001MM | 0
MTY468-181 | MITUTOYO DIGITAL HOLTEST | 275-300MM X 0.001MM | 0
MTY468-261 | DIGIMATIC HOLTEST HTD-.35"R |  | 0
MTY468-262 | DIGIMATIC HOLTEST HTD-.425"R |  | 0
MTY468-267 | Mitutoyo Holtesst 50mm | Brand : Mitutoyo | 0
MTY468-268 | Holtest 1.2"-1.6" | Brand : Mitutoyo Model : MTY468-268 | 0
MTY468-269 | Holtest 1.6"-2' | Brand : Mitutoyo Model : MTY468-269 | 0
MTY468-270 | Holtest 2"-2.5" | Brand : Mitutoyo Model : MTY468-270 | 0
MTY468-273 | Mitutoyo Holtesst 62mm | Brand : Mitutoyo | 0
MTY468-972 | MITUTOYO DIGIMATIC HOLTEST | Range: 12-20mm x 0.001mm | 0
MTY468-974 | Holtest Set | Brand : Mitutoyo Model : MTY468-974 | 0
MTY468-982 | MITUTOYO DIGIMATIC HOLTEST(COMPLETE SET) | Range: 12-25mm x 0.001mm | 0
MTY468-983 | MITUTOYO DIGIMATIC HOLTEST |  | 0
MTY500-150-20 | MITUTOYO DIGIMATIC CALIPER | RANGE: 0-100mm x 0.01mm | 0
MTY500-151-20 | Mitutoyo Absolute Digimatic caliper | Range: 0-150mm x 0.01mm | 0
MTY500-152-20 | MITUTOYO DIGIMATIC CALIPER (500-152-20) | RANGE: 0-200mm x 0.01mm | 0
MTY500-152-30 | MITUTOYO DIGIMATIC CALIPER |  | 0
MTY500-154-20 | MITUTOYO DIGITAL CALIPER 0-150mmx0.01mm | *CARBIDE-TIPPED JAWS FOR O/S | 0
MTY500-155-20 | MITUTOYO DIGITAL CALIPER 0-150mmx0.01mm | *CARBIDE-TIPPED JAWS FOR I/S & O/S | 0
MTY500-156-20 | Mitutoyo Digimatic Caliper Model: | 50015620 | 0
MTY500-157-20 | MITUTOYO DIGITAL CALIPER 0-200mmx0.01mm | *CARBIDE-TIPPED JAWS FOR I/S & O/S | 0
MTY500-158-30 | DIGITAL CALIPER |  | 0
MTY500-160-30 | DIGIMATIC CALIPER | RANGE : 0-6"/0-150MM | 0
MTY500-166 | Digimatic Caliper | Brand : Mitutoyo Model : MTY500-166 | 0
MTY500-170-30 | Mitutoyo digimatic caliper 4? |  | 0
MTY500-171-20 | Mitutoyo Digimatic Caliper | Range 0 - 6" (0 - 150mm)x0.0005"/0.01mm | 0
MTY500-172-20 | DISCONTINUED, REPLACED BY 500-172-30 |  | 0
MTY500-174-30 | Mitutoyo Absolute Digimatic Caliper | Range: 0-6" x 0.01mm | 0
MTY500-175-30 | Digimatic Caliper CD-6"AXWW |  | 0
MTY500-178-20 | MITUTOYO DIGIMATIC CALIPER | RANGE: 0-6"(0-150MM) X .0005"(0.01MM) | 0
MTY500-180-20 | DM CALIPER CD-10CPX |  | 0
MTY500-181 | DM CALIPER CD-15CP |  | 0
MTY500-181-20 | replaced by 500-181-30 |  | 0
MTY500-182-20 | MITUTOYO DIGIMATIC CALIPER | MODEL: 500-182-20, RANGE: 200mm x 0.01mm | 0
MTY500-195-20 | DM CALIPER CD-4"CSX |  | 0
MTY500-196-20 | OBSELETE!! REPLACED BY 500-196-30 |  | 0
MTY500-197-20 | Mitutoyo Digimatic Caliper | Range 0 - 8" (0 - 200mm)x0.0005"/0.01mm | 0
MTY500-443 | MITUTOYO DM CALIPER CD-S10C |  | 0
MTY500-454 | DIGIMATIC SOLAR CALIPER CD-S15CT | RANGE: 0-150MM, MODEL: 500-454 | 0
MTY500-455 | ABSOLUTE SOLAR CALIPER, 0-200MM |  | 0
MTY500-465 | MITUTOYO Solar-Powered Digimatic Caliper | Range: 0-200mm / 0-8" x 0.01mm / 0.0005" | 0
MTY500-474 | ABSOLUTE Solar Caliper | Range : 0-6" | 0
MTY500-501-10 | MITUTOYO DIGIMATIC CALIPER, SPC OUTPUT | RANGE: 0-600MM x 0.01MM | 0
MTY500-502-10 | MITUTOYO DIGIMATIC CALIPER | RANGE: 0-1000MM X 0.01MM | 0
MTY500-507-10 | Mitutoyo Digimatic Caliper | Range 0-40" (0-1000mm)x0.0005"/0.01mm | 0
MTY500-702-10 | Mitutoyo Dig.Coolant Proof Caliper | Range:0-150mm x0.01mm | 0
MTY500-703-10 | Mitutoyo COOLANT PROOF CALIPER | Range : 200mm/0.01mm | 0
MTY500-712-10 | ABSOLUTE COOLENT PROOF CALIPER |  | 0
MTY500-713-10 | MITUTOYO DIGITAL CALIPER |  | 0
MTY500-714-10 | Mitutoyo COOLANT PROOF CALIPER | 300mm x 0.01mm (SPC OUTPUT) | 0
MTY500-718-11 | MITUYOYO COOLANT PROOF CALIPER | RANGE: 0-300MM X .01MM | 0
MTY500-721-10 | DM CALIPER 0-150MM |  | 0
MTY500-723-10 | MITUTOYO DIGITAL CALIPER, IP67 | 0-150MMx0.01MM *CARBIDE JAW I/S & O/S | 0
MTY500-724-10 | MITUTOYO DIGITAL CALIPER, IP67 | 0-200mm x 0.01mm * SPC OUTPUT | 0
MTY500-732-20 | DM CALIPER CD-8"PSXW |  | 0
MTY500-733-20 | DM Caliper Coolant Proof caliper | Range: 0-6"(150mm) x .0005"(0.01mm) | 0
MTY500-734-10 | DM CALIPER CD-8"PSXWW |  | 0
MTY500-734-20 | DM CALIPER CD-8"PSXWW |  | 0
MTY500-735-10 | COOLANT PROOF MICROMETER | -WITH DUST/WATER PROTECTION CONFORMING | 0
MTY500-738-10 | MITUTOYO DIGITAL CALIPER,IP67,SPC OUTPUT | 0-8"/0-200mm x 0.0005"/0.01mm | 0
MTY500-752-10 | REPLACED BY 500-752-20 | 150MM/6"X0.01MM/0.0005" | 0
MTY500-752-10(POP) | MITUTOYO DIGITAL CALIPER, IP67 |  | 0
MTY500-753-10 | DM CALIPER CD-8"PSX |  | 0
MTY500-753-10(POP) | DM CALIPER CD-8"PSX |  | 0
MTY500-753-20 | DM CALIPER CD-8"PSX |  | 0
MTY500-762-10 | MITUTOYO COOLENT PROOF CALIPER |  | 0
MTY500-762-20 | MITUTOYO CIILENT PROOF CALIPER |  | 0
MTY500-763-10 | MITUTOYO DIGIMATIC COOLANT PROOF CALIPER |  | 0
MTY500-768-10 | Mitutoyo Dgt Coolant Proof Caliper |  | 0
MTY500-774 | MITUTOYO SUPER CALIPER IP67 | RANGE: 0-150MM | 0
MTY500-776 | DM CALIPER |  | 0
MTY500-777 | MITUTOYO SOLAR DIGTAL CALIPER | 0-200MM X 0.01MM | 0
MTY500-785 | Mitutoyo caliper CD67-S8擯S, Order No: 5 |  | 0
MTY500-786 | SOLAR CALIPER |  | 0
MTY500-787 | SOLAR CALIPER |  | 0
MTY505-671 | replaced by 505-730 | Range 0-150mmx0.02mm | 0
MTY505-672 | replaced by 505-731 | Range 0 - 200mmx0.02mm | 0
MTY505-673 | replaced by 505-745 | Model: 505-673, Range: 0-300mmx0.02mm | 0
MTY505-675 | Dial Caliper 6" |  | 0
MTY505-676 | Dial Caliper |  | 0
MTY505-677 | MITUTOYO DIAL CALIPER | MODEL: 505-677, RANGE: 12" X 0.001" | 0
MTY505-680 | Dial Caliper | Brand : Mitutoyo Range : 0-100mm | 0
MTY505-681 | Replaced by 505-732 |  | 0
MTY505-682 | Replaced by 505-733 | Range 0-200mmx0.01mm | 0
MTY505-683 | Replaced by 505-730 | BRAND: MITUTOYO, MODEL: 505-683 | 0
MTY505-684 | DIAL CALIPER 200MM X 0.02MM | BRAND: MITUTOYO, MODEL: 505-684 | 0
MTY505-685 | Replaced by 505-732 | Range 0 - 150mmx0.01mm | 0
MTY505-686 | Replaced by 505-733 | Range 0 - 200mmx0.01mm | 0
MTY505-720 | Mitutoyo Dial Caliper 0-12? |  | 0
MTY506-207 | VERNIER HEIGHT GAGE |  | 0
MTY510-121 | Mitutoyo Indicating Micrometer |  | 0
MTY510-122 | Mitutoyo Indicating Micrometer |  | 0
MTY510-141 | MITUTOYO INDICATING MICROMETER |  | 0
MTY511-201 | Mitutoyo Bore Gages (W/O Indicator) |  | 0
MTY511-203 | BORE GAGE |  | 0
MTY511-204 | BORE GAGE CG-S18A/2046SB |  | 0
MTY511-210 | Bore Gage CG-S10/2109SB-10 |  | 0
MTY511-415 |  |  | 0
MTY511-416 | MITUTOYO DIAL BORE GAGE |  | 0
MTY511-421 | Mitutoyo Bore Gages for Blind Hole |  | 0
MTY511-703 | miutoyo bore gauge, 50-150mm |  | 0
MTY511-715 | Mitutoyo Bore Gage 160-250mm |  | 0
MTY511-722 | MITUTOYO BORE GAGE, 35-60MM X 0.001MM | MODEL: 511-722 | 0
MTY511-726 | Bore Gauge |  | 0
MTY511-745 | Mitutoyo Bore Gage -Std Type (6.5?10? |  | 0
MTY511-746 | Mitutoyo Bore Gauge 10-16x0.0005" |  | 0
MTY511-752 | Bore Gage Set |  | 0
MTY511-753 | Mitutoyo Bore Gauge |  | 0
MTY511-772 | BORE GAGE CGB-60X/2109SB-10 |  | 0
MTY511-824 | BORE GAGE CGM-160X/2109SB-10 |  | 0
MTY511-825 | MITUTOYO BORE GAUGE |  | 0
MTY511-833 | Mitutoyo Bore Gauge 2.4"-4.0" |  | 0
MTY511-834 | Mitutoyo Bore Gauge 4.0-6.4" |  | 0
MTY511-835 | Mitutoyo Bore Gauge 6.0"-10.0" |  | 0
MTY511-856 | Mitutoyo Bore Gage (2923SB-10) (10?16? |  | 0
MTY511-857 | Mitutoyo Bore Gage (2923SB-10) (16?24? |  | 0
MTY511-901 | BORE GAGE CG-150/2046SB |  | 0
MTY511-921 | BORE GAGE |  | 0
MTY511-922 | BORE GAGE SET | RANGE : 18-150MM | 0
MTY511-932 | Mitutoyo Bore Gauge,0.7"-6.0" |  | 0
MTY513-284GE | DIAL TEST INDICATOR |  | 0
MTY513-304GE | DIAL INDICATOR |  | 0
MTY513-402-10E | Dial Test Indicator TI-115EX |  | 0
MTY513-403 | Dial Test Indicators |  | 0
MTY513-403T | Dial Test Indicator |  | 0
MTY513-404 | Dial Test Indicator |  | 0
MTY513-404-10T | TEST INDICATOR TI 0.01-0.8MM |  | 0
MTY513-404T | replaced by 513-404-10T |  | 0
MTY513-405A | MITUTOYO DIAL TEST INDICATOR |  | 0
MTY513-405T | TEST INDICATOR TI 0.002-0.2MM |  | 0
MTY513-406 | Dial Test Indicator |  | 0
MTY513-409 | Mitutoyo Dial Test Indicators | Model : MTY513-409 | 0
MTY513-414E | MITUTOYO D/TEST INDICATOR | 513-414E, RANGE: 0.5 X 0.01MM | 0
MTY513-415E(POP) | Mitutoyo Dial Test Indicator |  | 0
MTY513-415T | MITUTOYO D/TEST INDICATOR (FULL SET) | MODEL: 513-415T, 1MM X 0.01MM | 0
MTY513-424A | Dial Test Indicator | Model : MTY513-424A | 0
MTY513-424T | DIAL TEST INDICATOR 0.5X0.01MM | BRAND : MITUTOYO | 0
MTY513-425A | Dial Test indicator | Model : MTY513-425A | 0
MTY513-426A | DIAL TEST INDICATOR,1.5MM X 0.01MM |  | 0
MTY513-445 | Mitutoyo Dial Test Indicator | Model: 513-445 | 0
MTY513-452-10T | TEST INDICATOR TIS .0005-.03" |  | 0
MTY513-452T | replaced by 513-452-10T |  | 0
MTY513-454E | Mitutoyo Dial Test Indicator |  | 0
MTY513-463 | Mitutoyo Dial Test Indicator | Model : MTY513-463 Range : .008" | 0
MTY513-465E | replaced by 513-465-10E |  | 0
MTY513-466-10E | MITUTOYO TEST INDICATOR(513-466-10E) |  | 0
MTY513-466E | DIAL TEST INDICATOR | BRAND : MITUTOYO | 0
MTY513-474E | Mitutoyo Dial Test Indicator 0.8x0.01mm |  | 0
MTY513-477E | DIAL TEST INDICATOR |  | 0
MTY513-478E | Mitutoyo Dila Test Indicator |  | 0
MTY513-501E | Mitutoyo Dial Test Indicator(Basic set) |  | 0
MTY513-514T | Test Indicator TI-633E |  | 0
MTY513-517E | Mitutoyo Dial Test Indicator |  | 0
MTY513-517T | Mitutoyo Dial Test Indicator |  | 0
MTY514-104 | MITUTOYO VERNIER HEIGHT GAGE | MODEL: 514-104, RANGE: 450MM X 0.02MM | 0
MTY514-108 | HEIGHT GAUGE |  | 0
MTY514-109 | MITUTOYO VERNIER HEIGHT GAGE | MODEL: 514-109, RANGE: 40"/1000MM | 0
MTY514-170 | VERNIER CALIPER |  | 0
MTY515-375 | MITUTOYO HEIGHT MASTER |  | 0
MTY515-556-2 | CERA Caliper Checker | Brand : Mitutoyo Range : 0-600mm | 0
MTY515-565 | MITUTOYO CERA CALIPER CHECKER |  | 0
MTY515-570 | Depth Micro Checker | Brand : Mitutoyo Model : MTY515-570 | 0
MTY515-722 | MITUTOYO CHECK MASTER HMC-600 |  | 0
MTY516-101-10 | Gauge Block Set Brand : Mitutoyo | Model : MTY516-101-10 Grade : 1 | 0
MTY516-101Z-10 | GAUGE BLOCK BM1-10N-1/PDZ |  | 0
MTY516-103-10 | Mitutoyo gauge block |  | 0
MTY516-103-26 | GAUGE BLOCK SET |  | 0
MTY516-106-10 | GAUGE BLOCK BM1-10M-0/D | BRAND : MITUTOYO | 0
MTY516-106Z-10 | GAUGE BLOCK BM1-10M-0/DZ |  | 0
MTY516-107Z-10 | GAUGE BLOCK BM1-10M-1/DZ |  | 0
MTY516-111-10 | MITUTOYO MICROMETER GAUGE BLOCK SET | 16PCS/SET (GRADE 0) - STEEL | 0
MTY516-112 | Mitutoyo Gauge Block Model: 516-112 |  | 0
MTY516-112-10 | MITUTOYO MICROMETER GAUGE BLOCK SET | 16PCS/SET (GRADE 1) - STEEL | 0
MTY516-113-10 | MITUTOYO MICROMETER GAUGE BLOCK SET | 16PCS/SET (GRADE 2) - STEEL | 0
MTY516-115-10 | Mitutoyo Gauge Block Set (8pcs/set) | Brand : Mitutoyo Model : MTY516-115-10 | 0
MTY516-128-60 | GAUGE BLOCK SET (34PCS/SET) | GRADE : 0 | 0
MTY516-129-10 | METRIC RECTANGULAR |  | 0
MTY516-130-10 | GAUGE BLOCK SET (34PCS/SET) | GRADE : 1 | 0
MTY516-131-10 | GAUGE BLOCK SET (34PCS/SET) | GRADE : 1 | 0
MTY516-161-10 | MITUTOYO MICROMETER GAUGE BLOCK SET | 16PCS/SET (GRADE 0) - CERAMIC | 0
MTY516-162-10 | MITUTOYO MICROMETER GAUGE BLOCK SET | 16PCS/SET (GRADE 1) - CERAMIC | 0
MTY516-163-10 | MITUTOYO MICROMETER GAUGE BLOCK SET | 16PCS/SET (GRADE 2) - CERAMIC | 0
MTY516-322-16 | MITUTOYO Micrometer Inspection Gauge | Block Sets, CERA, | 0
MTY516-338-10 | CERA GAUGE BLOCK,112pcs/set, Order :5160 |  | 0
MTY516-379-10 | Mitutoyo Block Gauge Set, 10Pcs,Grade-1 |  | 0
MTY516-402-16 | Mitutoyo Inch Square Block Set,81pcs |  | 0
MTY516-403-16 | Inch Square Gauge Block | Brand : Mitutoyo (81pcs/set) | 0
MTY516-439-10 | Metric Square Gauge Block | Brand : Mitutoyo (112pcs/set) | 0
MTY516-457 | Mitutoyo Guage Block set, 47pcs/set | Range: 1.005~100mm, Class 00(ASME) | 0
MTY516-458-10 | Mitutoyo Gauge Block set,47pcs/set | Range: 1.005~100mm,Class 0(ISO/DIN/JIS) | 0
MTY516-602 | BLOCK HOLDER |  | 0
MTY516-607 | Gauge Block Holder | Brand : Mitutoyo Model : MTY516-607 | 0
MTY516-702-10 | RECTANGULAR GAUGE BLOCK SET (STEEL), | GRADE 0, LONG BLOCK SET | 0
MTY516-901-16 | Gauge Block Inch Set | Brand : Mitutoyo Grade : 00 (81pcs/set) | 0
MTY516-902-16 | Gauge Block Inch Set | Brand : Mitutoyo Grade : 0 (81pcs/set) | 0
MTY516-906-16 | mitutoyo steel gauge block(82pcs) |  | 0
MTY516-907-11 | Gauge Block BE1-82-1B/D, Grade 1 |  | 0
MTY516-914-16 | Gauge Block Set |  | 0
MTY516-921-11 | Mitutoyo Block Gauge set,grade 0,10pcs |  | 0
MTY516-926-11 | inch thin gauge block set/10 set |  | 0
MTY516-926-16 | Inch thin gauge block set/10 set |  | 0
MTY516-938-60 | MITUTOYO STEEL GAGE BLOCK 516-938-60 | GRADE K, 112PCS | 0
MTY516-938Z-10 | mitutoyo gauge block set, grade "0" |  | 0
MTY516-939Z-10 | mitutoyo gauge block set |  | 0
MTY516-942-10 | MITUTOYO Steel Gauge Block Set (103 Pcs) | RANGE:1.005mm - 100mm | 0
MTY516-943-10 | GAUGE BLOCK SET |  | 0
MTY516-943Z-10 | GAUGE BLOCK BM1-103-1/PDZ |  | 0
MTY516-946-10 | MITUTOYO GAUGLE BLOCK SET,GRADE 0 | * 87PCS/SET | 0
MTY516-947Z-10 | GAUGE BLOCK BM1-87-1/PDZ |  | 0
MTY516-951-10 | Mitutoyo Gauge Block | Brand : Mitutoyo Model : MTY516-951-10 | 0
MTY516-951-R10 | mitutoyo gauge block |  | 0
MTY516-954-10 | SET GAUGE BLOCK 56PCS/SET | BARND : MITUTOYO GRADE : 0 | 0
MTY516-955-10 | MITUTOYO GAUGE BLOCK SET (56PCS),GRADE 1 |  | 0
MTY516-956-10 | METRIC RECTANGULAR GAUGE BLOCK,GRADE 2 |  | 0
MTY516-958-10 | Pls quote 516-958Z-10 (1 pc ex-stock) |  | 0
MTY516-959-60 | MITUTOYO GAUGE BLOCK STEEL SET |  | 0
MTY516-960-10 | GAUGE BLOCK |  | 0
MTY516-960-26 | STEEL GAUGE BLOCK |  | 0
MTY516-966-10 | GAUGE BLOCK (32 SET / PIECES) | BRAND : MITUTOYO GRADE : 0 | 0
MTY516-967-10 | GAUGE BLOCK (32 SET / PIECES) | BRAND : MITUTOYO GRADE : 0 | 0
MTY516-970-10 | Gauge Block BMI-88-0/PD |  | 0
MTY516-971-60 | GAUGE BLOCK BM1-88-1/YJ |  | 0
MTY516-978-10 | Steel Gauge Bolck Set |  | 0
MTY516-978Z-10 | GAUGE BLOCK BM1-10-0/PDZ |  | 0
MTY516-995-10 | SET GAUGE BLOCK 46PCS/SET | BARND : MITUTOYO GRADE : 0 | 0
MTY517-569 | Mitutoyo granite straight parallel |  | 0
MTY517-570 | mitutoyo granite straight parallel |  | 0
MTY518-223 | High Precision Digital Height Gauge | Brand : Mitutoyo | 0
MTY518-225 | MITUTOYO HEIGHT GAUGE |  | 0
MTY518-342E-21 | replaced by 518-352E-21 |  | 0
MTY518-351E-21 | LH-600E with Free Installation & Calibr. |  | 0
MTY519-109-10 | Transfer Stand | Stem Hole : ?mm, ?.53mm | 0
MTY523-121 | Mitutoyo dial snap meter' |  | 0
MTY523-122 | Mitutoyo Dial Snap Meter |  | 0
MTY523-141 | Mitutoyo Snap Meter 25x0.001mm |  | 0
MTY526-122 | BORE GAGE | SIZE : .3-.4" | 0
MTY526-123 | BORE GAGE | SIZE : .4-.7" | 0
MTY526-127 | Bore Gage for Small Hole,10-18mm |  | 0
MTY526-153 | MITUTOYO BORE GAGE, 526 SERIES | RANGE: 3.7 ~ 7.3MM | 0
MTY526-156 | Mitutoyo BORE GAGE CG-.28/2923SB-10 IN |  | 0
MTY526-162 | Bore Gage | Brand : Mitutoyo Model : MTY526-162 | 0
MTY526-163 | BORE GAGE |  | 0
MTY526688E | mitutoyo ac adapter |  | 0
MTY527-101 | MITUTOYO Vernier Depth Gage | RANGE:0-150mm X 0.02mm | 0
MTY527-102 | CALIPER VD20 |  | 0
MTY527-103 | MITUTOYO,VERNIER DEPTH GAGE | Range: 0-300mm x 0.02mm | 0
MTY527-104 | MITUTOYO,VERNIER DEPTH GAGE | Range: 0-600mm x 0.02mm | 0
MTY527-105 | MITUTOYO VERNIER DEPTH GAGE | RANGE: 1000mm x 0.02mm | 0
MTY527-113 | Mitutoyo Vernier Depth Gage (0-12? |  | 0
MTY527-114 | Mitutoyo Vernier Depth Gage (0-24? |  | 0
MTY527-123 | MITUTOYO VERNIER DEPTH GAGE | RANGE: 0-300mm x 0.02mm | 0
MTY527-203 | Mitutoyo Vernier Depth Gauge | Model: 527-203, Range: 300mm x 0.05mm | 0
MTY527-205 | MITUTOYO VERNIER DEPTH GAGE | RANGE: 1000mm x 0.05mm | 0
MTY527-313-50 | Mitutoyo Dial Depth Gage (0-12? |  | 0
MTY527-413 | MITUTOYO ANALOGUE DEPTH GAUGE |  | 0
MTY530-100 | CALIPER N10R |  | 0
MTY530-105 | Mitutoyo Vernier Caliper | Range: 0-6" x 0.001" | 0
MTY530-108 | Mitutoyo Vernier Caliper | Range 0-200 mmx0.05mm | 0
MTY530-312V | MITUTOYO VERNIER CALIPER 150mm/6" PV | * STRICTLY FOR EDUCATION INSTITUTE | 0
MTY530-316 | Mitutoyo Vernier Caliper | 150mm/6" x 0.05mm/ 1/128" | 0
MTY530-321 | Vernier Caliper | Brand : Mitutoyo Model : MTY530-321 | 0
MTY530-322 | Mitutoyo Vernier Caliper 300x0.05mm |  | 0
MTY530-335 | CALIPER N15WW |  | 0
MTY530-502 | Mitutoyo Vernier Caliper | Range 0-1000 mmx0.05mm | 0
MTY531-108 | vernier caliper |  | 0
MTY531-109 | Mitutoyo Vernier Caliper | Range: 0-300mm x 0.02mm | 0
MTY531-128 | Mitutoyo Vernier Caliper |  | 0
MTY531-251-10 | LINEAR SCALE AT112-50F | BRAND : MITUTOYO | 0
MTY532-119 | Mitutoyo vernier caliper | Range:0-130mmx0.02mm | 0
MTY532-120 | Caliper NM8P IN |  | 0
MTY534-101 | long jaw vernier caliper |  | 0
MTY534-102 | LONG JAW VERNIER CLIPER |  | 0
MTY534-105 | Mitutoyo Long Jaw Vernier Caliper 300mm |  | 0
MTY534-106 | MITUTOYO LONG JAW VERNIER CALIPER |  | 0
MTY534-109 | Mitutoyo Long Jaw Vernier Caliper |  | 0
MTY534-113 | CALIPER |  | 0
MTY534-114 | CALIPER CM50L |  | 0
MTY534-115 | MITUTOYO LONG JAW VERNIER CALIPER | RANGE: 0(20)-750MM X 0.02MM | 0
MTY534-117 | LONG JAW VERNIER CALIPER | BRAND : MITUTOYO RANGE :0-12" | 0
MTY534-120 | Mitutoyo Long Jaw Vernier Caliper | 0(.8?-40? | 0
MTY536-101 | OFFSET CALIPER | RANGE : 0-150MM (ANALOG MODEL) | 0
MTY536-142 | INSIDE CALIPER |  | 0
MTY536-146 | INSIDE CALIPER |  | 0
MTY536-147 | MITUTOYO INSIDE CALIPER |  | 0
MTY539-251-10 | Linear Scale AT112-50F | Brand : Mitutoyo | 0
MTY539-253-10 | LINEAR SCALE AT112-12F | BRAND : MITUTOYO | 0
MTY540774 | MITUTOYO SPINDLE LIFTING CABLE (540774) |  | 0
MTY542-165 | Mitutoyo Linear Gauge | 0~25mm x 0.001mm | 0
MTY543-260 | Mitutoyo Digital Indicator (Peak-Value) | Range: 12.7mm x 0.001mm | 0
MTY543-260B | replaced by 543-300B |  | 0
MTY543-261 | replaced by 543-301 |  | 0
MTY543-261B | MITUTOYO DM INDICATOR |  | 0
MTY543-262 | MITUTOYO DM INDICATOR |  | 0
MTY543-262B | DM INDICATOR ID-C112AEB |  | 0
MTY543-264B | DM INDICATOR |  | 0
MTY543-265B | MITUTOYO DM INDICATOR ID-C112GMB | RANGE: 12.7MM | 0
MTY543-280 | DM INDICATOR ID-C112J | BRAND : MITUTOYO | 0
MTY543-280B | REPLACED BY 543-350B |  | 0
MTY543-281 | DM INDICATOR ID-C112JM | BRAND : MITUTOYO | 0
MTY543-281B | DM INDICATOR ID-C112JMB | BRAND : MITUTOYO | 0
MTY543-312B | MITUTOYO DIGIMATIC INDICATOR |  | 0
MTY543-341B | DM INDICATOR ID-C112RMB |  | 0
MTY543-350 | Digimatic Indicator ID-C112JX |  | 0
MTY543-350B | DIGIMATIC INDICATOR |  | 0
MTY543-391B | MTY DIGITAL INDICATOR,MODEL:543-391B | RANGE: 12.7mm/.5"x0.001mm/0.00005" | 0
MTY543-392 | Mitutoyo Absolute Digimatic Indicator |  | 0
MTY543-394B | digimatic indicator |  | 0
MTY543-395 | DM INDICATOR ID-C112CMX |  | 0
MTY543-396 | DIGIMATIC INDICATOR ID-CX | **REPLACEMENT FOR MTY543-256 | 0
MTY543-400 | Mitutoyo Digimatic Indicator |  | 0
MTY543-401 | DIGIMATIC INDICATOR |  | 0
MTY543-401B | DIGIMATIC INDICATOR | **REPLACEMENT FOR 543-271B | 0
MTY543-402B | Absolute Digimatic Indicator ID-CX | Brand : Mitutoyo Model : MTY543-402B | 0
MTY543-404 | Mitutoyo Digimatic Indicator |  | 0
MTY543-404B | Mitutoyo Digimatic Indicator |  | 0
MTY543-462B | mitutoyo Dig. Indicator model : 543-462B |  | 0
MTY543-471B | Mitutoyo Digimatic Indicator (543-471B) | 25.4 mm/1"x0.001 mm/0.00005" | 0
MTY543-472B | Digital Indicator |  | 0
MTY543-494B | DIGIMATIC INDICATOR |  | 0
MTY543-500 | Digimatic Indicator |  | 0
MTY543-500B | MITUTOYO INDICATOR | RESOLUTION : 0.001MM | 0
MTY543-501 | SOLAR CALIPER |  | 0
MTY543-501B | MITUTOYO INDICATOR | RANGE : .00005"/0.001MM | 0
MTY543-502 | Digimatic Indicator | Brand : Mitutoyo Model : MTY543-502 | 0
MTY543-505 | DIGIMATIC INDICATOR |  | 0
MTY543-506 | MITUOYO SOLAR DIGIMATIC INDICATOR |  | 0
MTY543551E | mitutoyo digimatic indicator |  | 0
MTY543-553-1 | MITUTOYO DIGIMATIC INDICATOR |  | 0
MTY543-554E | Mitutoyo Digimatic Indicator ID-F | Range: 2"/50.8mm | 0
MTY543-557E | DM INDICATOR ID-F150H |  | 0
MTY543-558E | Mitutoyo Digimatic Indicator ID-F | 1擷.00005?.0001?.0005?.001?0.001mm | 0
MTY543-564E | DM INDICATOR ID-H0560 |  | 0
MTY543-575 | Mitutoyo Digimatic Indicator |  | 0
MTY543-590B | Mitutoyo DM Indicator ID-C125RXB | Range:25.4MM | 0
MTY543-595B | Mitutoyo DM Indicator ID-C125RXB | Range:50.8MM | 0
MTY543-681 | replaced by 543-781 |  | 0
MTY543-681B | replaced by 543-781B |  | 0
MTY543-683 | replaced by 543-783 |  | 0
MTY543-683B | replaced by 543-783B |  | 0
MTY543-690 | DIGIMATIC INDICATOR - ECONOMICAL ID-S | 12.7MM X 0.001MM (543-690) | 0
MTY543-691 | mitutoyo dig indicator |  | 0
MTY543-691B | Mitutoyo ABSOLUTE Dig Indicator | Range 12,7 mm/0.5"x0,001 mm/0.00005" | 0
MTY543-782B | Absolute Digimatic Indicator ID-SX | - Resolution : .0005"/0.01mm | 0
MTY543-783B | MITUTOYO DIGIMATIC INDICATOR |  | 0
MTY543-792B | MITUTOYO DIGIMATIC INDICATOR | RANGE: .5"/12.7MM X .00005"/0.001MM | 0
MTY543-793 | ID-S112TXB Height Gauge |  | 0
MTY543-795B | ID-S112PMXB |  | 0
MTY544-723 | MITUTOYO RUBBER TOP MODEL:544723 |  | 0
MTY546-135 | Mitutoyo Contact Force Gage | Range: 0.06N~0.5N x 0.02N | 0
MTY546-137 | Dial Tension Gage | Brand : Mitutoyo Model : MTY546-137 | 0
MTY546666 | Set Screw, 500M |  | 0
MTY547212 |  |  | 0
MTY547-251 | MITUTOYO DIGIMATIC DEPTH GAGE | 200MM X 0.001MM (BASE: 63.5X16MM) | 0
MTY547-257S | ABSOLUTE DIGIMATIC DEPTH GAGE | RANGE : 0-8" GRADUATION : .00005"/0.001 | 0
MTY547-258S | DIGIMATIC DEPTH GAGE/IDC112 |  | 0
MTY547-300S | Mitutoyo Digimatic Thickness Gauge | Range 0-0.4"(0-10MM)x0.01 mm/0.0005" | 0
MTY547-313 | Mitutoyo Digimatic Thickness Gauge | Range: 0-10mm x 0.01mm | 0
MTY547-360 | DIGIMATIC INDICATOR IDC | BRAND : MITUTOYO | 0
MTY547-361S | DIGIMATIC INDICATOR |  | 0
MTY547-520S | DIGIMATIC INDICATOR |  | 0
MTY547-526S | DIGIMATIC THICKNESS GAUGE |  | 0
MTY547-561S | MITUTOYO THICKNESS GAUGE |  | 0
MTY550-203-10 | Mitutoyo Digimatic Caliper | -with nib style jaws.Range : 0-450mm | 0
MTY550-207-10 | Mitutoyo ABS Dgt Caliper1000mm(20-1020mm |  | 0
MTY550-223-10 | Mitutoyo Digimatic Caliper | -with nib style jaws.Range : 0-18" | 0
MTY550-331-10 | MITUTOYO DIGIMATIC CALIPER | RANGE:0-300MM(10-310MM) X 0.01MM | 0
MTY550-341-10 | ABSOLUTE DIG CALIPER |  | 0
MTY551-204-10 | Vernier Caliper |  | 0
MTY551-206-10 | Absolute Digimatic Caliper | Brand : Mitutoyo Range : 0-750mm | 0
MTY551-207-10 | Absolute Digimatic Caliper | Brand : Mitutoyo Range : 0-1000mm | 0
MTY551-224-10 | Absolute Digimatic Caliper | Range : 0-20" (.5"-20.5") | 0
MTY551-226-10 | Absolute Digimatic Caliper | Brand : Mitutoyo Range : 0-30" | 0
MTY551-227-10 | Absolute Digimatic Caliper | Brand : Mitutoyo Range : 0-40" | 0
MTY551-341-10 | Mitutoyo ABS Dgmt Caliper, 0-12?/300mm |  | 0
MTY552-150-10 | Mitutoyo Fibre Caliper Model: 552-150-0 |  | 0
MTY552-151-10 | MITUTOYO Digimatic Caliper |  | 0
MTY552-153-10 | Absolute Coolant Digimatic Caliper | Brand : Mitutoyo Model :MTY552-153-10 | 0
MTY552-160-10 | MITUTOYO Digimatic Carbon Fiber Caliper | RANGE:0-18"x0.0005" | 0
MTY552-161-10 | Mitutoyo Coolant Proof Carbon Caliper | Range: 0(.5")-24" | 0
MTY552-162-10 | Mitutoyo Absolute Coolant Proof Caliper | Range: 0(1")-40" | 0
MTY552-164-10 | Mitutoyo Coolant Proof Carbon Caliper | Range: 0(1")-80" | 0
MTY552-182-10 | DM CALIPER CFC-60GU |  | 0
MTY552-302-10 | MITUTOYO CARBON FIBER CALIPER | RANGE: 0(20)-450mm x 0.01mm | 0
MTY552-303-10 | caliper |  | 0
MTY552-304-10 | Mitutoyo Carbon Fiber Caliper Model: 550 |  | 0
MTY552-305-10 | Absolute Coolant Digimatic Caliper | Brand : Mitutoyo Model :MTY552-305-10 | 0
MTY552-306-10 | DM CALIPER CFC-200G |  | 0
MTY552-313-10 | Mitutoyo ABS Coolant Proof Carbon Fiber | Range: 0(.5")-24" | 0
MTY552-314-10 | mty COOLANT PROOF CARBON FIBER CALIPER | RANGE : 0(1")-40" | 0
MTY552-315-10 | DM caliper |  | 0
MTY552-316-10 | Mitutoyo ABS Carbon Fiber Caliper |  | 0
MTY568-361 | ABSOLUTE Borematic | Model : MTY568-361 Range : 6-8mm | 0
MTY568-364 | Mitutoyo Borematic 12-16x0.001mm |  | 0
MTY568-365 | Mitutoyo Borematic(16-20mmx0.001mm) |  | 0
MTY568-366 | Mitutoyo ABS Dgmtc Snap-OPen Bore Gage | ,Range: 20-25mm | 0
MTY568-367 | HOLTEST SBM-30CX |  | 0
MTY568-368 | Mitutoyo Borematic, 30-40x0.001mm |  | 0
MTY568-372 | Absolute Borematic | Brand : Mitutoyo Range : 75-88mm | 0
MTY568-373 | Mitutoyo Digimatic Holtest |  | 0
MTY568-470 | ABSOLUTE BOREMATIC |  | 0
MTY568-924 | INTERCHANGEABLE BORE GAUGE |  | 0
MTY568-925 | BORE GAGE |  | 0
MTY568-926 | INTERCHANGEABLE BORE GAUGE |  | 0
MTY56AAL397R | SCREW FOR 180-301B |  | 0
MTY570-227 | MITUTOYO DIGITAL HEIGHT GAGE | 200mmx0.01mm * WITH ABS LINEAR ENCODER | 0
MTY570-230 | MITUTOYO DIGITAL HEIGHT GAGE | 1000mmx0.01mm * WITH ABS LINEAR ENCODER | 0
MTY570-244 | ABSOLUTE DIGIMATIC HEIGHT GAGE | RANGE : 0-12" | 0
MTY570-248 | MITUTOYO HEIGHT GAUGE | RANGE: 0-40" X .0005"/0.01MM | 0
MTY570-302 | MITUTOYO DIGITAL HEIGHT GAGE, HDS-H30C | MODEL: 570-302 (300MM X 0.01MM) | 0
MTY570-302(POP) | MITUTOYO DIGITAL HEIGHT GAGE, HDS-H30C |  | 0
MTY570-304 | MITUTOYO DIGIMATIC HEIGHT GAUGE | MODEL: 570-304, RANGE: 0-600MM | 0
MTY570-313 | Mitutoyo Digimatic Height Gauge | 0-18"(0-450mm) x 0.0005"/0.01mm | 0
MTY570-324 | HDS-H60C |  | 0
MTY571-201-20 | replaced by 571-201-30 |  | 0
MTY571-201-30 | Mitutoyo Digimatic Depth Gauge |  | 0
MTY571-202-20 | Mitutoyo Digimatic Depth Gauge | 0-200mm x 0.01mm | 0
MTY571-204-10 | Mitutoyo Digimatic Depth Caliper |  | 0
MTY571-205-10 | Mitutoyo Digimatic Depth Gage | Range: 0-600mm | 0
MTY571-206-10 | Mitutoyo Absolute Digimatic Depth Gage | Range: 0-750mm x 0.01mm | 0
MTY571-207-10 | MITUTOYO Digimatic Depth Gage | RANGE: 0-1000mm x 0.01mm | 0
MTY571-211-20 | Mitutoyo Digimatic Depth Gauge | 0-150mm/6" x 0.01mm/0.005" | 0
MTY571-212-20 | Mitutoyo Digimatic Depth Gauge | 0-200mm/8" x 0.01mm/0.005" | 0
MTY571-213-10 | Mitutoyo Digimatic Depth Gauge | 0-300mm/12" x 0.01mm/0.005" | 0
MTY571-214-10 | Mitutoyo Digimatic Depth Gauge | 0-450mm/18" x 0.01mm/0.005" | 0
MTY571-215-10 | Mitutoyo Digimatic Depth Gage | Range:0-24"/0-600mm | 0
MTY571-217-10 | Mitutoyo Dgt Depth Caliper 40? |  | 0
MTY571-251-10 | Mitutoyo Absolute Digimatic Depth gage | Range: 0-150mm x 0.01mm | 0
MTY571-254-10 | MITUTOYO Digimatic Depth Gage, | RANGE: 10 - 160mm (0 - 150mm) X 0.01mm | 0
MTY573-116-10 | DM caliper NTD10PB-P20C |  | 0
MTY573-117-10 | Mitutoyo ABS Centerline Caliper, |  | 0
MTY573-118-10 | DM CALIPER NTD10B-P20C |  | 0
MTY573-119-10 | Mitutoyo ABS Centerline Caliper,edge tor |  | 0
MTY573-182-20 | ABSOLUTE SNAP CALIPER |  | 0
MTY573-191-20 | Mitutoyo Low Force Caliper | Range: 0.180mm x 0.05m | 0
MTY573-191-30 | MITUTOYO LOW FORCE CALIPER |  | 0
MTY573-291-30 | Absolute Low Force Caliper NTD25-8"AX |  | 0
MTY573-602 | Mitutoyo Offset Caliper NTD10-20PMX | Range: 0-200mm x 0.01 | 0
MTY573-604 | Mitutoyo Offset Caliper | Range:0-300mm x 0.01mm | 0
MTY573-605 | MITUTOYO CALIPER |  | 0
MTY573-606 | Offset Centerline Caliper | Brand : Mitutoyo Model : MTY573-606 | 0
MTY573-625 | MITUTOYO ABSOLUTE DIGIMATIC CALIPER |  | 0
MTY573-634 | Mitutoyo Digimatic Blade Type Caliper |  | 0
MTY573-645 | Mitutoyo Digimatic Caliper Model: 573-5 |  | 0
MTY573-646 | MITUTOYO ABSOLUTE INSIDE CALIPER | RANGE: 20~170MM X 0.03MM | 0
MTY573-661 | Mitutoyo Tube Thicknes Caliper |  | 0
MTY573-676 | Digimatic Caliper 0-150mmx0.01mm |  | 0
MTY573-706 | MITUTOYO CALIPER |  | 0
MTY573-734 | Mitutoyo Digimatic Blade Type Caliper | Range: 0-6"/0-150mm x .0005"/0.01mm | 0
MTY573-745 | MITUTOYO ABSOLUTE INSIDE CALIPER | RANGE: .4"-6"(150) X .0005"/0.01MM | 0
MTY573-746 | MITUTOYO ABSOLUTE INSIDE CALIPER | RANGE: .8"-6"(150) X .0005"/0.01MM | 0
MTY573-751 | Neck Caliper | Brand : Mitutoyo Range : 0-6" | 0
MTY573-752 | Mitutoyo Digital Point Caliper | 0-150mmx0.01mm/0-6"x0.0005" | 0
MTY573-761 | MITUYOYO TUBE THICKNESS CALIPER | RANGE: 0-6" | 0
MTY575-123 | ABSOLUTE DIGIMATIC INDICATOR ID-U | RANGE : 1" RESOLUTION : .0005"/1" | 0
MTY611320-531 | Mitutoyo gauge block, .02? |  | 0
MTY611330-531 | Mitutoyo gauge block, .03? |  | 0
MTY611506-031 | Mitutoyo Gauge Block |  | 0
MTY611506-041 | Steel Gauge Blocks |  | 0
MTY611506-121 | GAUGE BLOCK 0.5-0-BM1/PD |  | 0
MTY611516-031 | GAUGE BLOCK 1.6-1-BM1/PD |  | 0
MTY611516-041 | GAUGE BLOCK GRADE 2 1.6 mm |  | 0
MTY611518-02 | replaced by 611518-021 |  | 0
MTY611518-031 | INDIVIDUAL GAGE BLOCK, 1.8MM, GRADE 1 |  | 0
MTY611518-041 | GAUGE BLOCK GRADE 2 1.8 mm |  | 0
MTY611519-031 | INDIVIDUAL GAGE BLOCK, 1.9MM, GRADE 1 |  | 0
MTY611519-041 | GAUGE BLOCK GRADE 2 1.9 mm |  | 0
MTY611525-021 | MITUTOYO GAUGE BLOCK 1.005-0BM1/PD |  | 0
MTY611561-041 | GAUGE BLOCK 1.01-2-BM1/PD |  | 0
MTY611562-031 | Steel Gauge Block,Grade-1,size:1.02mm |  | 0
MTY611564-041 | GAUGE BLOCK 1.04-2-BM1/PD |  | 0
MTY611565-041 | GAUGE BLOCK 1.05-2-BM1/PD |  | 0
MTY611566-041 | GAUGE BLOCK 1.06-2-BM1/PD |  | 0
MTY611569-021 | Mitutoyo Gauge Blocks,: 611569-021 |  | 0
MTY611570-031 | INDIVIDUAL GAGE BLOCK, 1.1MM, GRADE 1 |  | 0
MTY611570-041 | GAUGE BLOCK GRADE 2 1.1 mm |  | 0
MTY611572-02 | Mitutoyo Ind. Gauge Block Grade: 0 |  | 0
MTY611572-041 | GAUGE BLOCK 1.12-2-BM1/PD |  | 0
MTY611575-041 | Individuals Gauge Block,1.15mm |  | 0
MTY611580-021 | GAUGE BLOCK 1.2-0-BM1/PD |  | 0
MTY611580-031 | Mitutoyo Steel Block Gauge, 1.20mm,Grad1 |  | 0
MTY611582-041 | GAUGE BLOCK 1.22-2-BM1/PD |  | 0
MTY611588-021 | IND. GAUGE BLOCK | SIZE : 1.29MM GRADE : 0 | 0
MTY611588-031 | IND. GAUGE BLOCK | SIZE : 1.29MM GRADE : 1 | 0
MTY611590-021 | Ind Metric Rectangular Gauge Block | Size : 1.3 Model : 611590-021(Grade 0) | 0
MTY611590-031 | Ind Metric Rectangular Gauge Block | Size : 1.3 Model : 611590-031(Grade 1) | 0
MTY611592-02 | MITUTOYO GAUGE BLOCK Model: 611592-02 |  | 0
MTY611596-02 | Mitutoyo Ind. Gauge Block, Grade: 0 | Model: 611596-02 | 0
MTY611609-021 | MITUTOYO GAUGE BLOCK 1.49-0-BM1/PD |  | 0
MTY611609-041 | GAUGE BLOCK 1.49-2-BM1/PD |  | 0
MTY611611-02 | Mitutoyo Gauge Block |  | 0
MTY611611-031 | Mitutoyo Gauge Block |  | 0
MTY611611-041 | Steel Gauge Blocks |  | 0
MTY611612-031 | IND GAUGE BLOCK | SIZE : 2MM | 0
MTY611612-041 | GAUGE BLOCK GRADE 2 2 mm |  | 0
MTY611613-02 | Mitutoyo Individual Gauge Block |  | 0
MTY611613-021 | Mitutoyo Individual Gage Block |  | 0
MTY611613-03 | Mitutoyo Individual Gage Block |  | 0
MTY611613-031 | Mitutoyo Individual Gage Block |  | 0
MTY611613-041 | GAUGE BLOCK GRADE 2 23 mm |  | 0
MTY611614-021 | Steel Rectangular Gauge Block |  | 0
MTY611614-031 | IND GAUGE BLOCK | SIZE : 4MM | 0
MTY611614-041 | GAUGE BLOCK GRADE 2 4 mm |  | 0
MTY611615-021 | GAUGE BLOCK |  | 0
MTY611615-031 | IND GAUGE BLOCK | SIZE : 5MM | 0
MTY611616-02 | Mitutoyo Ind. Gauge Block, Grade: 0 | Model: 611616-02 | 0
MTY611616-021 | GAUGE BLOCK 6.0MM |  | 0
MTY611616-031 | IND GAUGE BLOCK | SIZE : 6MM | 0
MTY611616-041 | GAUGE BLOCK 6-2-BM1/PD |  | 0
MTY611617-02 | Mitutoyo Ind. Gauge Block, Grade: 0 | Model: 611617-02 | 0
MTY611617-021 | Mitutoyo Ind. Gauge Block, |  | 0
MTY611617-031 | IND GAUGE BLOCK | SIZE : 7MM | 0
MTY611617-041 | GAUGE BLOCK 7-2-BM1/PD |  | 0
MTY611618-02 | Mitutoyo Ind. Gage Block, Grade: 0 | Model: 611618-02 | 0
MTY611618-021 | guage block |  | 0
MTY611618-031 | IND GAUGE BLOCK | SIZE : 8MM | 0
MTY611619.02 | Mitutoyo Ind. Gage Block, Grade: 0 | Model: 611619-02 | 0
MTY611619-021 | MITUTOYO INDIVIDUAL GAUGE BLOCK,SIZE : 0 |  | 0
MTY611619-031 | IND GAUGE BLOCK | SIZE : 9MM | 0
MTY611621-041 | GAUGE BLOCK 11-2-BM1/PD |  | 0
MTY611622-041 | GAUGE BLOCK 12-2-BM1/PD |  | 0
MTY611624-02 | Mitutoyo Individual Gauge Block, Grade:0 |  | 0
MTY611624-021 | MITUTOYO IND GAUGE BLOCK, 14MM |  | 0
MTY611624-041 | GAUGE BLOCK 14-2-BM1/PD |  | 0
MTY611625-021 | GAUGE BLOCK 15MM |  | 0
MTY611627-041 | GAUGE BLOCK GRADE 2 17 mm |  | 0
MTY611629-041 | GAUGE BLOCK GRADE 2 19 mm |  | 0
MTY611631-02 | MITUTOYO BLACK GAUGE |  | 0
MTY611631-021 | MITUTOYO IND GAUGE BLOCK, 21MM |  | 0
MTY611633-041 | GAUGE BLOCK GRADE 2 23 mm |  | 0
MTY611634-041 | GAUGE BLOCK GRADE 2 24 mm |  | 0
MTY611635-02 | MITUTOYO Gage Block Model: 611635-02 |  | 0
MTY611635-041 | GAUGE BLOCK GRADE 2 25 mm |  | 0
MTY611641-02 | GAUGE BLOCK Model: 611641-02 |  | 0
MTY611641-03 | Mitutoyo Individual Gage Block |  | 0
MTY611641-031 |  |  | 0
MTY611641-041 | GAUGE BLOCK 1.5-2-BM1/PD |  | 0
MTY611642-02 | Mitutoyo Individual Gage Block, Grade: 0 | Size: 2.5mm, Model: 611642-02 | 0
MTY611642-021 | GAUGE BLOCK 2.5-0-BM1/PD |  | 0
MTY611643-02 | Mitutoyo Ind. Gauge Block, Grade: 0 | Model: 611643-02 | 0
MTY611643-021 | steel gauge block |  | 0
MTY611645-02 | Mitutoyo Ind. Gauge Block, Grade: 0 | Model: 611645-02 | 0
MTY611646-02 | MITUTOYO GAUGE BLOCK Model: 611646-02 |  | 0
MTY611647-02 | MITUTOYO GAUGE BLOCK Model: 611647-02 |  | 0
MTY611648-02 | Mitutoyo Ind. Gauge Block, Grade: 0 | Model: 611648-02 | 0
MTY611649-02 | MITUTOYO GAUGE BLOCK Model: 611649-02 |  | 0
MTY611653-041 | GAUGE BLOCK 13.5-2-BM1/PD |  | 0
MTY611671-02 | Mitutoyo Ind. Gauge Block Grade: 0 |  | 0
MTY611671-031 | Individual Gage Block steel 10mm Grade 1 |  | 0
MTY611671-041 | Steel Gauge Blocks |  | 0
MTY611672-02 | Mitutoyo Individual Gauge Block |  | 0
MTY611672-021 | Steel Gauge Bolck |  | 0
MTY611672-031 | GAUGE BLOCK |  | 0
MTY611673-02 | GAUGE BLOCK Model: 611673-02 |  | 0
MTY611673-021 | IND. GAUGE BLOCK | SIZE : 30MM | 0
MTY611673-031 | GAUGE BLOCK |  | 0
MTY611674-041 | GAUGE BLOCK GRADE 2 40 mm |  | 0
MTY611675-03 | Mitutoyo Individual Gauge Block, |  | 0
MTY611675-041 | Gauge Block 50-2-BM1/PD |  | 0
MTY611676-02 | replaced by 611676-021 |  | 0
MTY611676-021 | Gauge Block 60-0-BM1/PD |  | 0
MTY611677-021 | Individual Block Gauge,70mm Grade 0 |  | 0
MTY611679-021 | Rectangular Gauge Block 90mm | Brand : Mitutoyo Model : MTY611679-021 | 0
MTY611681 | Mitutoyo Ind. Gauge Block Grade: 0 |  | 0
MTY611681-03 | Mitutoyo Individual Gauge Block, |  | 0
MTY611682-021 | Gauge Block 200-0-BM1/D |  | 0
MTY611682-031 | Gauge Block |  | 0
MTY611684-021 | MTY Block Gauge 400mm |  | 0
MTY611685-01 | mitutoyo stl gg blk 500mm gd.00 ` | 611685-01 | 0
MTY611692-02 | Mitutoyo Ind. Gauge Block, Grade: 0 |  | 0
MTY611710-021 | MITUTOYO Gauge block |  | 0
MTY611752-021 | GAUGE BLOCK 2.8-0-BM1/D |  | 0
MTY611755-021 | Gage Block 35mm |  | 0
MTY611755-041 | GAUGE BLOCK GRADE 2 35 mm |  | 0
MTY611756-021 | Rectangular Gauge Block | Brand : Mitutoyo Model : MTY611756-021 | 0
MTY611756-041 | GAUGE BLOCK GRADE 2 45 mm |  | 0
MTY611801-021 | GAUGE BLOCK 75MM |  | 0
MTY611803-021 | Mitutoyo Steel Gauge Block | Size : 150mm | 0
MTY611803-031 | GAUGE BLOCK - STEEL | LENGTH : 150 MM | 0
MTY611804-031 | MITUTOYO STEEL GAUGE BLOCK, 175MM |  | 0
MTY611821-031 | Mitutoyo GAUGE BLOCK 0.1-1-BM1/D |  | 0
MTY611822-021 | MITUTOYO IND GAUGE BLOCK, 0.15MM |  | 0
MTY611823-021 | Individual Metric Gauge Block,0.2mm, Gr0 |  | 0
MTY611824-021 | MITUTOYO IND GAUGE BLOCK, 0.5MM |  | 0
MTY611825-021 | INDIVIDUAL RECTANGULAR GAUGE BLOCK | SIZE : 0.30MM | 0
MTY611826-021 | MITUTOYO IND GAUGE BLOCK, 0.35MM |  | 0
MTY611827-021 | INDIVIDUAL RECTANGULAR GAUGE BLOCK | SIZE : 0.40MM | 0
MTY611855-02 | MITUTOYO Gage Block Model: 611855-02 |  | 0
MTY611856-02 | MITUTOYO Gage Block Model: 611856-02 |  | 0
MTY611862-021 | Mitutoyo Gauge Blocks,Order No: 611862-1 |  | 0
MTY611864-021 | INDIVIDUAL GAUGE BLOCK | SIZE : 0.16 GRADE : 0 | 0
MTY611865-021 | Mitutoyo Gauge Blocks,Order No: 611865-1 |  | 0
MTY611868-021 | Mitutoyo Gauge Blocks,Order No: 611868-1 |  | 0
MTY611888-021 | MITUTOYO IND GAUGE BLOCK, 0.46MM |  | 0
MTY611895-021 | MITUTOYO IND GAUGE BLOCK, 0.54MM |  | 0
MTY611898-021 | Mitutoyo Gauge Blocks,Order No: 611898-1 |  | 0
MTY611901-021 | INDIVIDUAL RECTANGULAR GAUGE BLOCK | SIZE : 0.60MM | 0
MTY611911-02 | Mitutoyo Ind. Gauge Block |  | 0
MTY611911-021 | INDIVIDUAL RECTANGULAR GAUGE BLOCK | SIZE : 0.70MM | 0
MTY611913-021 | Mitutoyo Gauge Blocks,Order No: 611913-1 |  | 0
MTY611917-021 | Mitutoyo Gauge Blocks,Order No: 611917-1 |  | 0
MTY611921-021 | INDIVIDUAL RECTANGULAR GAUGE BLOCK | SIZE : 0.80MM | 0
MTY611921-121 | Rectangular Gauge Block |  | 0
MTY611930-021 | Mitutoyo Gauge Blocks,Order No: 611930-1 |  | 0
MTY611935-021 | Mitutoyo Gauge Blocks,Order No: 611935-1 |  | 0
MTY613506-021 | Cera Gauge Block |  | 0
MTY613612-021 | CERAMIC INDV. GAUGE BLOCK 2MM | BRAND : MITUTOYO | 0
MTY613613-021 | Mitutoyo Ceramic Gauge Balock | Size : 3mm | 0
MTY613615-021 | CERAMIC GAUGE BLOCK |  | 0
MTY613618-021 | CERAMIC GAUGE BLOCK |  | 0
MTY613625-02 | Mitutoyo Ind. Gage Block Mode: 613625-02 |  | 0
MTY613635-021 | CERAMIC GAUGE BLOCK |  | 0
MTY613641-02 | Individual Ceramic Gauge Block, |  | 0
MTY613641-021 | Mitutoyo Cera Individual Block Gauge,1.0 |  | 0
MTY613671-02 | Individual Ceramic Gauge Block, | Grade: 0, Size: 10.0mm | 0
MTY613671-021 | Cera gauge Block | Brand :Mitutoyo | 0
MTY613672-021 | Cera gauge Block | Brand :Mitutoyo | 0
MTY613673-021 | Cera gauge Block | Brand :Mitutoyo | 0
MTY613675-021 | Mitutoyo Ceramic Gauge Balock | Size : 50mm | 0
MTY613675-04 | Mitutoyo Ind. Gauge Block |  | 0
MTY613681-021 | Mitutoyo Block Gauge 100mm Grade 0 |  | 0
MTY613681-036 | MITUTOYO CERAMIC INDIVIDUAL GAUGE,BLOCKM |  | 0
MTY613682-021 | Ceramic Ind Gauge Block | Size : 200mm | 0
MTY613801-021 | GAUGE BLOCK 70MM |  | 0
MTY613803-021 | Mitutoyo Ceramic Gauge Balock | Size : 150mm | 0
MTY613852-021 | MITUTOYO Individual CERA Gauge block, S0 |  | 0
MTY614201-551 | Mitutoyo Square Gauge Block 1" |  | 0
MTY614517-02 | Mitutoyo Individual Gauge Block, Grade:0 | Model: 614617-02 | 0
MTY614572-02 | Mitutoyo Individual Gauge Block, Grade:0 | Model: 614572-02 | 0
MTY614596-02 | Mitutoyo Individual Gauge Block, Grade:0 | Model: 614596-02 | 0
MTY614596-03 | Mitutoyo Individual Gauge Block, | MTY614596-03 | 0
MTY614613-02 | Mitutoyo Individual Gauge Block, Grade:0 | Model: 614613-02 | 0
MTY614622-031 | Mitutoyo Metric Square Gage Block | Range 12MM GRADE 1 | 0
MTY614631-021 | GAUGE BLOCK |  | 0
MTY614635-031 | GAUGE BLOCK 25-1-BM4/PD |  | 0
MTY614641-02 | Mitutoyo Individual Gauge Block, Grade:0 | Model: 614641-02 | 0
MTY614643-02 | Mitutoyo Individual Gauge Block, Grade:0 | Model: 614643-02 | 0
MTY614673-026 | MITUTOYO STEEL SQUARE BLOCK, GRADE 0 |  | 0
MTY614675-021 | IND METRIC SQUARE GAUGE BLOCK | SIZE : 50MM GRADE : 0 | 0
MTY614675-036 | IND METRIC SQUARE GAUGE BLOCK | SIZE : 50MM GRADE : 1 | 0
MTY614681-021 | IND METRIC SQUARE GAUGE BLOCK | SIZE : 100MM GRADE : 0 | 0
MTY614681-036 | IND METRIC SQUARE GAUGE BLOCK | SIZE : 100MM GRADE : 1 | 0
MTY614801-031 | Mitutoyo Metric Square Gage Block | Range 75MM GRADE 1 | 0
MTY61588-031 | IND. GAUGE BLOCK | SIZE : 1.29MM GRADE : 1 | 0
MTY619003 | MITUTOYO GAUGE BLOCK HOLDER |  | 0
MTY619031 | Mitutoyo BMX-A/HOLDER,516A |  | 0
MTY619056 | Mitutoyo Stud Model: 619056 |  | 0
MTY619058 | Mitutoyo Flat Head Screw Model: 619058 |  | 0
MTY619064 | Mitutoyo Tie Rod Model: 619064 |  | 0
MTY619072 | PLAIN JAW | BRAND : MITUTOYO | 0
MTY700-126 | MITUTOYO DIGIMATIC PLASTIC CALIPER | RANGE: 0-6" X .001"/0.1MM | 0
MTY700-127 | MITUTOYO DIGIMATIC PLASTIC CALIPER | RANGE: 0-150MM X 0.1MM, ACCURACY:0.2MM | 0
MTY7010-10 | Mitutoyo Magnetic Stand | Brand : Mitutoyo Model : MTY7010-10 | 0
MTY7011-10 | MITUTOYO MAGNETIC STAND |  | 0
MTY7014 | MINI MAGNETIC STAND |  | 0
MTY7031 | MITUTOYO UNIVERSAL MAGNETIC STAND | MODEL: 7031 | 0
MTY7032 | replaced by 7032B |  | 0
MTY7033B(POP) | MITUTOYO UNIVERSAL MAGNETIC STAND |  | 0
MTY7050 | Mitutoyo Upright Gage Dial Type |  | 0
MTY7211 | Mitutoyo Dial Depth Gauge | Range 0-200mmx0.01mm (Base: 63.5x16mm) | 0
MTY7214 | DIGIMATIC DIAL DEPTH |  | 0
MTY7220 | DIAL DEPTH GAGE/100-200 |  | 0
MTY7224 | DIAL DEPTH GAGE/40D-10 |  | 0
MTY7231 | Mitutoyo Dial Depth Gage |  | 0
MTY7323 | Mitutoyo Dial Thickness Gauge | Range 0-20 mmx0,01 mm | 0
MTY7326S | Mitutoyo Dial Indicator, Range: 0-.05"x" |  | 0
MTY7360 | Mitutoyo Dial Thickness | Range : 0-10mm ( Tube Thickness) | 0
MTY810-288 | UD-412/DC TYPE DETECTOR | BRAND:MITUTOYO | 0
MTY810-289 | UD-413/D+15 TYPE DETECTOR | BRAND:MITUTOYO | 0
MTY810-290 | UD-414/DL TYPE DETECTOR | BRAND:MITUTOYO | 0
MTY900168 | Mitutoyo Height Gauge accessory scriber |  | 0
MTY900368 | Mitutoyo extension base accessory |  | 0
MTY900370 | SPAN 180MM,527 |  | 0
MTY900371 | SPAN 260MM,527 |  | 0
MTY900372 | Extension Bases |  | 0
MTY900872 | Mitutoyo Contact Sensor Model: 900872 |  | 0
MTY900928 | MAGNETIC BACK |  | 0
MTY901385 | SCRIBER |  | 0
MTY901916 | universal holder |  | 0
MTY901917 | Universal Holder 8D |  | 0
MTY901954 | Mitutoyo Roller Point | A: M2.5x0.45 | 0
MTY901959 | MITUTOYO CENTERING HOLDER |  | 0
MTY901997 | MITUTOYO CENTERING HOLDER |  | 0
MTY902164 | BASE ASSY | BRAND : MITUTOYO | 0
MTY905162 | BEZEL ASSY,505 |  | 0
MTY916-211 | Mitutoyo Flat Square Model: 916-211 |  | 0
MTY916-212 | MITUTOYO REGULAR PREC SQUARE | !!!! While Stk Last, MTY stop production | 0
MTY916-213 | PRECISION SQUARE 100X70MM | !!!! While Stk Last, MTY stop production | 0
MTY916-214 | PRECISION SQUARE 150X100MM | !!!! While Stk Last, MTY stop production | 0
MTY916-215 | PRECISION SQUARE 200X130MM | !!!! While Stk Last, MTY stop production | 0
MTY916-217 | Mitutoyo Precision square "L" Shape | Size: (HxW) 300 x 200mm | 0
MTY916-402 | MITUTOYO L-JIG | !!! MTY stop production "Oct 2013" | 0
MTY916-403 | MITUTOYO PRECISION SQUARE | !!!! While Stk Last, MTY stop production | 0
MTY916-407 | engieer square SB400E |  | 0
MTY937387 | SPC CABLE |  | 0
MTY939039 | GAGE SELECTOR 3CH,264T |  | 0
MTY950062 | Mitutoyo Clamp Assy |  | 0
MTY950-212 | SPRING DIVIDER, 6" |  | 0
MTY950-232 | INSIDE SPRING CALIPER, 6"/150mm |  | 0
MTY950-233 | INSIDE SPRING CALIPER, 8" |  | 0
MTY950-251 | Thickness Gage |  | 0
MTY950-253 | SPRING CALIPER | BRAND : MITUTOYO | 0
MTY950-255 | SPRING CALIPER |  | 0
MTY950277 | Mitutoyo Clamp Assy |  | 0
MTY952133 | 3-Wire unit Gages,Range: 0-.05"x0.0001" |  | 0
MTY952134 | mitutoyo 3 wire gauge model : 952134 |  | 0
MTY952135 | mitutoyo 3 wire gauge model : 952135 |  | 0
MTY952141 | 3-WIRE UNIT GAGES(6.35MM)0.725 |  | 0
MTY952144 | MITUTOYO 3-WIRE UNIT GAGES(6.35MM)1.350 |  | 0
MTY952145 | MITUTOYO 3-WIRE UNIT GAGES(6.35MM)1.650 |  | 0
MTY952322 | EXTENTION RODE |  | 0
MTY952621 | MITUTOYO EXTENSION ROD 150MM,6", |  | 0
MTY952622 | EXTENTION RODE |  | 0
MTY953550 | mitutoyo extension rod,250mm |  | 0
MTY953556 | Mitutoyo Extension Rod 1000mm |  | 0
MTY953558 | Mitutoyo Extension Rod 500mm |  | 0
MTY953560 | Mitutoyo Extension Rod 1000mm |  | 0
MTY953639 | Mitutoyo |  | 0
MTY957261 | D2MM BALL STYLUS FOR LH,518 | BRAND : MITUTOYO | 0
MTY957262 | D3MM BALL STYLUS FOR LH,518 | BRAND : MITUTOYO | 0
MTY959143 | Mitutoyo SPC CONNECTING CABLES |  | 0
MTY960-603 | MITUTOYO PRECISION LEVEL, 200MM X 0.02MM | MODEL: 960-603 | 0
MTY960-611 | PRECISION LEVEL | BRAND : MITUTOYO | 0
MTY963-241-30E | Rockwell Hardness Tester HR430MS |  | 0
MTY965013 | SPC CABLE (MDC TYPE),2M,264S |  | 0
MTY965014 | SPC Cable 2m |  | 0
MTY968-202 | PROTRACTOR | BRAND : MITUTOYO MODEL : MTY968-202 | 0
MTY980505 | Mitutoyo Rod 13mm for 137 Series |  | 0
MTY980511 | MITUTOYO ROD 100mm |  | 0
MTY980515 | ROD 200MM,137 |  | 0
MTY980517 | ROD 300MM,137 |  | 0
MTY980529 | ROD 200MM(W/TIP),137 |  | 0
MTY981923 | Mitutoyo Stater assy,293 |  | 0
MTY982444 | MITUTOYO BATTERY COVER ASSY,293 |  | 0
MTY982-552 | Mitutoyo Tachometer model: PH-200LC. | Brand : Mitutoyo | 0
MTY982747 | GRID ASSY FOR 293-661-10 |  | 0
MTYMTY7301 | DIAL THICKNESS GAGE/2046SB |  | 0
MTYSV-3100H8 | MITUTOYO Surface Roughness Tester |  | 0
MTYT527-202 | Mitutoyo Vernier Depth Gauge |  | 0
MULTI ADAPTOR | MULTI ADAPTOR |  | 0
MV02 | MV02 ,TOPTECH |  | 0
MW10 | Milwaukee Mini Colorimeter |  | 0
MW101 | Milwaukee PH Meter |  | 0
MW102 | Milwaukee Portable Ph meter |  | 0
MW102E | ?p-based ATC pH/Temp meter W/OUT PRObE |  | 0
MW11 | Wilwaukee Mini Colorimeter |  | 0
MW301 | CONDUCTIVITY METER, MILWAUKEE |  | 0
MW302 | CONDUCTIVITY METER |  | 0
MW401 | MILWAUKEE PORTABLE TDS METER | MODEL: MW401 | 0
MW402 | MILWAUKEE PORTABLE TDS METER | MODEL: MW402 | 0
MW-46K-TC1-ANP | ANRITSU MOVING WIRE PROBE |  | 0
MW500 | ORP METER |  | 0
MW700 | MILWUKEE, LUX PORTABLE METER |  | 0
MW802 | MILWAUKEE pH/CONDUCTIVITY/TDS METER | MODEL: MW802 | 0
MX10013 | Base & Rod for Retort Stand |  | 0
MX10052 | Spatula with One End spoon 200m | Stainless Steel | 0
MX10071 | Burette Clamp, Metal, Double Clamps |  | 0
MX2PAB25L | Aspirator Bottle Plastic 25L |  | 0
MX2PFNL050 | Funnel PP 50mm |  | 0
MY190548 | CONTACT POINT 0.7D,513 |  | 0
NAME CARD | Staff name card |  | 0
NAVITAR2X | navitar lens 2x |  | 0
NAVITAR2XAUXLENS | Navitar 2x auxiliary lens |  | 0
NAVITARAUX0.5X | naviter aux lens 0.5X |  | 0
NAVITARZLDONUT | Zoom Lens Donut / holder (Nav |  | 0
NB101M2 | SHAKER NB-101M WITH 2 STAIRS PLATFORM | NB-101M2 | 0
NB101MTS | NB-101MTS Multi Shaker with Spring Rac |  | 0
NB201VFAN | Fan for NB201V |  | 0
NB205VLWITHACC | NB-205VL with 250ml flask holder, | platform and clamp | 0
NB301 | general water bath |  | 0
NB301L | WATER BATH NB-301L |  | 0
NB305TB | THERMAL BLOCKS | BRAND:N-BIOTEK | 0
NB-901M | Machanical Convection type Oven |  | 0
NBWS2L | BIO-WORK STATION |  | 0
N-CARBONATE | Nickel Carbonate ( Basic ) 500g |  | 0
NCCODE-01 | Saccharometer 15ml |  | 0
NEW32151556 | NEW32151556 UX SMALL PAN |  | 0
NGL60D | NOVO-Glass Lite |  | 0
NIHD-3V | Nihon Doki Diameter Tape Model: D-3V |  | 0
NIKON10X | Nikon C-W 10XB Eyepiece(FN22)MMK30102 |  | 0
NIKON8x8STAGE | "NIKON" Eclipse 8 x 8 stage fo |  | 0
NIKONAUTOLEVEL | nikon automatic level |  | 0
NIKONCPS | Nikon C-PS Plain Focusing Body MMD31000 |  | 0
NIKONP6000 | NIKON P6000 CAMERA |  | 0
NIKONSMZ645 | Nikon SMZ645 Zooming Body MMA36300 |  | 0
NIKONSTATION | nikon waterproof electronoc total | station | 0
NIKSMZEYEDIOPTER | Nikon SMZ-1B Eyepiece Diopter |  | 0
NIKSMZEYEHOLDER | Nikon SMZ-1B Eyepiece Holder |  | 0
NIKSMZINTGEAR | Nikon SMZ-1B Internal Scope Ge |  | 0
NIKSMZPLBOTCOV | Nikon SMZ-1B Scope Plastic Cov | (Bottom) | 0
NIKSMZPLTOPCOV | Nikon SMZ-1B Scope Plastic Cov | (Top) | 0
NIKSMZZOOMKNOB | Nikon SMZ-1B Scope Zoom Knob |  | 0
NIUSB-9234 | NI USB-9234, 4-CHANNEL, +/-5V, 51.2kS/s |  | 0
NK-2 | Anest Iwata Viscometer |  | 0
NOGOM12X1.25 | THREAD RING GAUGE, NOGO SIZE:M12X1.25 | 6h | 0
NOSEPIECE | Scope Nosepiece (4 big hole) |  | 0
NOSEPIECERMS6000 | nosepiece for RMS6000 |  | 0
NP6120 | NEUTON POWER NP6120 6V |  | 0
NPROBETT260 | NON-FERROUS PROBE FOR TIME TT260 |  | 0
NPT1/2"X14 | TAPER THREAD PLUG GAUGE(L1 BASIC NOTCH) | SIZE:NPT 1/2" x 14 | 0
NPT1/4X18L1BASIC | taper thread plug gauge (L1 Basic | Notch Size : NPT 1/4 X 18L1 BASIC | 0
NS307 C.PAPER | CHART PAPER MODEL:NS307 |  | 0
NSK12091 | N.S.K. Diamond Plated Points | Model: 12091 | 0
NSK12093 | N.S.K. Diamond Plated Points | Model: 12093 | 0
NSK12095 | N.S.K. Diamond Plated Points | Model: 12095 | 0
NSK12097 | N.S.K. Diamond Plated Points | Model: 12097 | 0
NSK12098 | N.S.K. Diamond Plated Points | Model: 12098 | 0
NTX1 | EYEPIECE CAMERA NTX-1 |  | 0
NTX200 | Digital Eyepiece Camera | 2 mega pixels with USB 2.0 output | 0
NVM2B/2 | NUMATIC VACUUM BAG NVM 2B/2 |  | 0
NZ4 | NZ4 MICROSCOPE |  | 0
NZ4APOD | NZ4APOD |  | 0
NZLAUXLENS0.75X | NEW ZOOM LENS AUXILIARY LENS 0.75X |  | 0
NZLPHOTOTUBE0.35 | NEW ZOOM LENS TUBE / | (PHOTO EYEPIECE) (0.35X) | 0
NZLPHOTOTUBE1.5X | NEW ZOOM LENS TUBE / | (PHOTO EYEPIECE)1.5X | 0
O 28.58" X 15" | 0 28.58" x 15" S/S Pole with Step |  | 0
O 31.75POLE@150 | 0 31.75mm x150mm Pole |  | 0
O14 | HEAT FILTER FOR CPJ3015 |  | 0
O9EAA082 | Thermal Paper O9EAA082 | Size: 57 x 50 x 12mm | 0
OB-1 | CHUOSEIKI OBJECTIVE LENS OB-1 |  | 0
OB2 | Chuo Objective 2X, Model: OB-2 |  | 0
OBA10000G | OBA 10000G ROD TENSION GAUGE | WITH STOPPER | 0
OBA100N | OBA Rod Type Tension Gage Capacity: 100N |  | 0
OBA110G | OBA 110G ROD TENSION GAUGE | WITH STOPPER | 0
OBA2000G | OBA 2000G ROD TENSION GAUGE | WITH STOPPER | 0
OBA200G | OBA 200G ROD TENSION GAUGE | WITH STOPPER | 0
OBA200N | OBA Rod Type Tension Gage with Max Poinr |  | 0
OBA3N | OBA Rod Type Tension Gage with stop | hand Model: 3N | 0
OBA5000G | OBA 5000G ROD TENSION GAUGE | WITH STOPPER | 0
OBA600G | OBA Rod type tension gage with max poin | model: 600G | 0
OBIAD203 | Obishi Flat Level Model: AD203 |  | 0
OBIAN201 | Obishi Small Level Model: AN-201 |  | 0
OBIEA203 | Obishi Straight Edge 1000mm, MODEL:EA203 |  | 0
OBIFB107 | Obishi Flat Square Model: FB-107 |  | 0
OBINH102 | Obishi Sine Bare Model: NH102 |  | 0
OBJ100XMM10A | PL100X OBJECTIVE LENS FOR MM10A |  | 0
OBJ100XY100 | 100X OBJECTIVE FOR Y 100 |  | 0
OBJ100XY100SP | 100X OBJECTIVE FOR Y100(S-PLAN) |  | 0
OBJ10XY100 | 10x Objective lens for Y100 |  | 0
OBJ40XY100 | 40X OBJECTIVE FOR Y 100 |  | 0
OBJ40XY100SP | 40X OBJECTIVE FOR Y100(S-PLAN) |  | 0
OBJLENS100X | OBJECTIVE LENS 100X (S/OIL) XS |  | 0
OBJLENS100XOIL | 100x Objective Len (oil) |  | 0
OBJLENS10XMETA | RV OBJECTIVE LENS 10X | METALLURGICAL | 0
OBJLENS10XXS2800 | OBJECTIVE LENS 10X FOR XS 208 |  | 0
OBJLENS1X | OBJECTIVE LENS 1X FOR OTD |  | 0
OBJLENS20XMETA | RV OBJ LENS 20X FOR METALURGIC |  | 0
OBJLENS40XMETA | RV OBJECTIVE LENS 40X | METALLURGICAL | 0
OBJLENS4X | OBJECTIVE LENS 4X |  | 0
OBJLENS60XMETA | RV OBJECTIVE LENS 60X | METALLURGICAL | 0
OBJLENS80PLMET | MM20A OBJECTIVE LENS 80/PL |  | 0
OBJLENS80XMETA | RV OBJECTIVE LENS 80X | METALLURGICAL | 0
OBJLENSPC10X | PC10x Objective Len |  | 0
OBJLENSSETE800M | 4x,10x,40x,100x objective lens for E800 |  | 0
OBJPL40XMM10A | PL 40x Objective Lens for MM10A Microsce |  | 0
OCS | (LESUN) PORTABLE ELECTRONIC | PRICE SCALE (OCS) | 0
OCSZS5T | SCOTTS CRANE SCALE OCS-ZS-5 (5T) |  | 0
OEMEL38 | 揙EM?Tungsten Bulb Model : EL-38 |  | 0
OHNOS124 | Ohnishi Box V-Block with Clamp | Mdl: OS-124 CLASS B | 0
OHNOS126 | OS-126 No. 3 | Ohnishi Cast Iron V-Block | 0
OHNOS131 | OS-131 No. 4, Grade: B Non Hardened | Ohnishi I-Beam Straight Edge | 0
OHNOS140 | Ohnishi Straight Edge OS-140 No. 2 | Size: 200 x 24 x 3mm Class: A | 0
OHNOS146 | OS-146 No. 2, Grade: B Non Hardened | Ohnishi Straight Edge | 0
OHNOSM-1 | Ohnishi Level Jacks OS-180, Model:OSM-1 |  | 0
OILIMMBOTTLE | EMPTY BOTTLE FOR OIL IMMERSION |  | 0
OILSTONE5X13MM | oil stone (medium) 5x13mm |  | 0
OJI25.0MM | Ojiyas Master Ring Gage Tol: +/-0.001mm | Dia: 25.0mm | 0
OJI26.0MM | Ojiyas Master Ring Gage Tol: +/-0.001mm | Dia: 26.0mm | 0
OJI27.0MM | Ojiyas Master Ring Gage Tol: +/-0.001mm | Dia: 27.0mm | 0
OJIM101.27 | Ojiyas Thread Ring Gage (Go Only) GR2 | M10 x 1.25 | 0
OJIM81.25 | Ojiyas Thread Ring Gage (Go Only) GR2 | M8 x 1.25 | 0
OJIM91.26 | Ojiyas Thread Ring Gage (Go Only) GR2 | M9 x 1.25 | 0
OLYBHMDARKFIELD | OLYMPUS D.F FOR BHM |  | 0
OLYCCDCOUPLER | OLYMPUS U-PMTVC C-MOUNT COUPLI |  | 0
OLYMCKX41 | Olympus CKX41 microscope with coupling |  | 0
OLYOBJLENS40X | OLYMPUS OBJECTIVE LENS 40X |  | 0
OLYSZEYEDIOPTER | Olympus SZ-B Eyepiece Diopter |  | 0
OLYSZEYEHOLDER | Olympus SZ-B Eyepiece Holder |  | 0
OLYSZINTGEAR | Olympus SZ-B Internal Scope Ge |  | 0
OLYSZPLCOVER | Olympus SZ-B Scope Plastic Cov |  | 0
OLYSZPOLORITELEN | OLYMPUS SZ-CHI POLORITE LENS | (ROTARY) | 0
OMEGACT87HC-220 | OmegaCT87HC-220 With TC-GG-J-24-72-SMP-M | Beaded Thermocouple wire probe high temp | 0
OMP-40-2LS-RBE | RENISHAW, PROBE SENSOR(A-4071-3001-RBE) |  | 0
ONO HT-4200 | ONO SOKKI DIGITAL TACHOMETER | HT-4200 | 0
ONOGS6530 | Ono Sokki Sensor Model: GS-6530 |  | 0
ONOHT3200 | Ono Sokki Tachometer Model: HT3200 |  | 0
ORP57 | Pocket Size pH/ORP/Temp meters |  | 0
OSHT3200 | Tachometer, Contact Type Brand:Ono Sokki | Model: OSHT-3200 | 0
OSRAM BULB54585 | OSRAM BULB (MODEL:54585) |  | 0
OSRAM DULUX | OSRAM DULUX S7/860 |  | 0
OSRAM12V100W | OSRAM HALOGEN BULB 12V 100W | FOR MODEL: HLX 64625 | 0
OSRAM12V50W | OSRAM 12V 50W (64440) |  | 0
OSRAM15V150W | Osram Halogen Bulb 15V 150W | Reflector | 0
OSRAM64640 | HALOGEN LAMP, 24V/150W OSRAM | MODEL:64640 | 0
OSRAM64644 | EJL 24V 200W GX5.W REFLECTOR(SYL) |  | 0
OSRAM9W | OSRAM-9W/11-860 |  | 0
OSRAMHB12V100W | OSRAM HALOGEN BULB 2PIN REFLECTIVE CUP | TYPE 12V 100W | 0
OTD2L | FIX MAGNIFICATION MICROSCOPE | OTD-2L | 0
OTJ12 | STEP MAGNIFICATION BINOCULAR | MICROSCOPE OTJ-12 | 0
OTJ12HEAD | HEAD OF STEP MAGNIFICATION | BINOCULAR MICROSCOPE OTJ-12 | 0
OTJ13 | STEP MAGNIFICATION BINOCULAR | MICROSCOPE OTJ-13 | 0
OTJ13HEAD | HEAD OF OTJ 13 |  | 0
OTJ13RACKPINION | RACK & PINION OF OTJ13 |  | 0
OTJ13STAND | MICROSCOPE STAND FOR OTJ13 |  | 0
OTJ13W/OR&P | SCOPE OTJ 13 WITHOUT RACK & PINION |  | 0
OTJ24 | STEP MAGNIFICATION BINOCULAR | MICROSCOPE OTJ-24 | 0
OTJ24HEAD | MICROSCOPE HEAD FOR OTJ24 |  | 0
OTJ24HEAD+STAND | OTJ24 HEAD AND PLAIN STAND |  | 0
OTJ24RACKPINION | Rack & pinion for OTJ24 |  | 0
OTJBASE | OTJ Base |  | 0
OTJINTLIGHTSTD | OTJ BUILT IN LIGHTING STAND (Joint) |  | 0
OTJPOLELIGHTSTD | OTJ BUILT IN LIGHTING STAND (Pole) |  | 0
OTJT12 | STEP MAGNIFICATION TRINOCULAR | MICROSCOPE OTJ-T12 | 0
P0503 | plastic wall thermometer cat no : P0503 | brand : ZEAL | 0
P2000B | P2000B+ WEIGHING INDICATOR (LED) |  | 0
P20F1H | Grinding & Polishing Maching |  | 0
P20F-1-HA | Top Tech Grinding/Polishing Machine (? |  | 0
P20F1HA | TOPTECH, POLISHING & GRINDING MACHINE |  | 0
P20FRH | Grinding And Polishing Machine |  | 0
P20FRHA | 200mm diam Grinding/Polishing Machine |  | 0
P21001 | Basic Water Still W4L With Water Heater | Brand : Favorit | 0
P2501 | WET & DRY BULB HYGROMETER BRAND:ZEAL | MODEL : P2501 MERCURY: -5/+50C, 20/120F | 0
P25F1H | P25-I-H ,TOPTECH |  | 0
P305 | Ohyama Glass Scale Model: P-305 |  | 0
P6Z101 | PUMP, CHEMVAC COMBINATION |  | 0
P806250 | BURETTE 50mL WITH STRAIGHT PIPE |  | 0
P811613 | 47mm Filtration Assemblies w 40/38 joint |  | 0
P811613-02 | ALUMINIUM CLAP 47MM |  | 0
P811613-03 | FRITTED SUPPORT BASE |  | 0
PANFORHS7 | stainless steel pan for HS7 |  | 0
PANTC11 | Mettler toledo TCII Pan |  | 0
PAPER57X50X12MM | paper roll 57x50x12mm DP-1VR |  | 0
PAPER76MMX60MM | PAPER ROLL 76MM X 60MM |  | 0
PASTUERPIPPETTE | Disposable Pastuer Pipette 3ml, Plastic | 500's/pk | 0
PB10ELECTRODE | pH combination electrode for pH meter PB |  | 0
PB-3.75KG-C3 | Plana Beam LoadCell (Flintec)PB-3 75kg- | C3 Aluminium construction c/w housing | 0
PB60CELY0.6KG | PB-60 CELY 600G |  | 0
PB60CELY300G | PB-60 CELY300(300GX0.005G) |  | 0
PB60CELY3KG | PB-60 CELY 3000G |  | 0
PB60LCD | LCD for PB-60 |  | 0
P-BROMIDE | Potassium Bromide 500g |  | 0
PC MOUSE | EDGE OPTICAL MOUSE (ED-02)--OFFICE | EQUIPMENT | 0
PC50CELY30KG | PC-50 CELY 30KG |  | 0
P-CARBONET | Potassium Carbonate 1kg |  | 0
PCB+LEDFORLED56W | PCB + LED FOR LED56W |  | 0
PCB+LEDFORRMZSTAND | PCB + LED FOR RMZSTAND |  | 0
PCBBSCC30K | pcb for bscc 30k |  | 0
PCBJSZ6 | POWER SUPPLBOARD FOR JSZ 6 |  | 0
PCBLEDHXP | pcb for LEDHXP |  | 0
PCBPRRTD | PCB for PRR-30-TD |  | 0
PCBRS232GRW | PCB+RS232 FOR GRW |  | 0
PCBST502(LED) | PCB FOR ST502(LED) MICROSCOPE STAND |  | 0
PCBV7220G | Pcb board for Spectrophotometer,V7220G |  | 0
PCBXS901 | PCB FOR MICROSCOPE XS901 |  | 0
PCHE60109 | PREMATRIC BOWL-DIA 12 |  | 0
PCICARD | PCI Card for HIM2015 |  | 0
PCKCTY103T | Phase contrast kit and centering | telescope for Y-103-T UIS | 0
PCKY100AO | acrhomatic objective, Phase contrast | kit for Y-100 (turret type) | 0
PCONTRASTKIT | PHASE CONTRAST KIT FOR Y103T |  | 0
PD303UV | APEL UV-VIS SPECTROPHOTOMETER |  | 0
PDG50 | FUJ PDG-50=Fuji Tools Mini Dep |  | 0
PDGLASS150X25MM | PETRI DISH GLASS 150X25MM | ISOLAB, GERMANY | 0
PDN20 | Dacell Digital Pressurization Gauge |  | 0
PEA1006SA3 | Peak Linen Tester Model: 1006 SA3 |  | 0
PEA10XLUPENO7 | Peak Scale No. 7 for 10X Scale Lupe |  | 0
PEA10XPS2/1983 | PEAK, RECTICLE SCALE NO.2 FOR 1983 |  | 0
PEA10XPS7/1983 | PEAK, RECTICLE SCALE NO.7 FOR 1983 |  | 0
PEA10XPS8/1983 | PEAK, RECTICLE SCALE NO.8 FOR 1983 |  | 0
PEA1209SA3 | Peak Linen Tester Model: 1209 SA3 |  | 0
PEA1964L | PEAK LIGHT LUPE 22X 1964-L |  | 0
PEA1966L | ***PLS REFER PEA1966 |  | 0
PEA1972100 | PEAK GLASS SCALE 100MM 1972-10 |  | 0
PEA19721000S | PEAK GLASS SCALE 1000S 1972-1000S |  | 0
PEA19722000 | Peak Glass Scale Model: 1972-200 |  | 0
PEA1972300 | PEAK GLASS SCALE 300MM 1972-30 |  | 0
PEA1972300S | PEAK GLASS SCALE 300S 1972-300S |  | 0
PEA1972500S | PEAK GLASS SCALE 500S 1972-500S |  | 0
PEA1972700S | PEAK GLASS SCALE 700S 1972-700S |  | 0
PEA1975NSCALE | Peak Lupe Model: 1975 without scale |  | 0
PEA1977A | PEAK ILLIMINATING LUPE A 1977A |  | 0
PEA1977B | PEAK ILLIMINATING LUPE B 1977B |  | 0
PEA1977C | PEAK ILLIMINATING LUPE C 1977C |  | 0
PEA1977D | PEAK ILLIMINATING LUPE D 1977D |  | 0
PEA1977E | PEAK ILLIMINATING LUPE E 1977E |  | 0
PEA1980 | PEAK AUXILIARY LENS ILLUMINATI | LUPE 1980 | 0
PEA1983/NO.8 | Recticle Scale No. 8 for Lupe1983 |  | 0
PEA1983S | ***please refer PEA1983 |  | 0
PEA198514 | PEAK STEINHEIL LUPE 14X 1985-1 |  | 0
PEA1986 | PEAL MAGNET LUPE 5X 1986 |  | 0
PEA1987 | PEAK LIGHT LUPE 3.5X 1987 |  | 0
PEA1989 | PEAK PARASITE LUPE 2.5X, 5X 1989 |  | 0
PEA19904 | PEAK ANASTIGMAT LUPE 4X 1990-4 |  | 0
PEA19907 | PEAK ANASTIGMAT LUPE 7X 1990-7 |  | 0
PEA1993 | PEAK SUCKING LUPE 10X 1993 |  | 0
PEA1994 | PEAK STEREO VIEWER 1994 |  | 0
PEA1996 | PEAK LIGHT LUPE 10X 1996 |  | 0
PEA1996L | ***PLS REFER TO PEA1966 |  | 0
PEA1997 | PEAK HAND LUPE 3X 1997 |  | 0
PEA1999 | PEAK TELECENTRIC LUPE 7X 1999 |  | 0
PEA200115 | PEAK POCKET SCOPE 15X 2001-15 | (LONG) | 0
PEA200125 | PEAK POCKET SCOPE 25X 2001-25 |  | 0
PEA200150 | PEAK POCKET SCOPE 50X 2001-50 |  | 0
PEA200175 | PEAK POCKET SCOPE 75X 2001-75 |  | 0
PEA20031006SA0 | PEAK LINEN TESTER 6X 2003 | 1006SA0 | 0
PEA20031006SA3 | PEAK LINEN TESTER 6X 2003 | 1006SA3 | 0
PEA2003-1006WZ3 | Peak Linen Tester |  | 0
PEA20031006WZ3 | PEAK LINEN TESTER 6X 2003 | 1006WZ3 | 0
PEA20031209SA0 | PEAK LINEN TESTER 9X 2003 | 1209SA0 | 0
PEA20031209SA3 | PEAK LINEN TESTER 9X 2003 | 1209SA3 | 0
PEA20031209WZ3 | PEAK LINEN TESTER 9X 2003 | 1209WZ3 | 0
PEA20032003WA3 | PEAK LINEN TESTER 3X 2003 | 2003WA3 | 0
PEA20033408WZ3 | PEAK LINEN TESTER 8X 2003 | 3408WZ3 | 0
PEA2004 | PEAK SCALE LUPE SET 10X 2004 |  | 0
PEA2008 | PEAK STANDARD RECTICLE SCALE | FOR 2008 (INCH) 26 | 0
PEA2008100 | PEAK STAND MICROSCOPE 100X | 2008-100 | 0
PEA200825 | PEAK STAND MICROSCOPE 25X | 2008-25 | 0
PEA200850 | PEAK STAND MICROSCOPE 50X | 2008-50 | 0
PEA200875 | PEAK STAND MICROSCOPE 75X | 2008-75 | 0
PEA2008LH | PEAK LIGHT HOLDER FOR STAND | MICROSCOPE 2008-LH | 0
PEA2009100 | PEAK SHOP MICROSCOPE 100X | 2009-100 | 0
PEA200920 | PEAK SHOP MICROSCOPE 20X 2009-20 |  | 0
PEA200960X | PEAK LUPE MODEL : 2009-60X |  | 0
PEA2010 | PEAK BRINNEL MICROSCOPE 20X | 2010 | 0
PEA2021-15X | Peak Swing Lupe Model: 2021-15X |  | 0
PEA202122 | PEAK SWING LUPE 22X, 2021-22 |  | 0
PEA202255 | Peak Achroma Lupe 2X Model: 2022 55 |  | 0
PEA202275 | Peak Achroma Lupe 1.3x | Brand : PEAK | 0
PEA2023L | PEAK LIGHT LUPE 15X 2023-L |  | 0
PEA2028 | Peak 10X Light Scale Lupe Model: 2028 |  | 0
PEA2028L | PEAK LIGHT SCALE LUPE 10X 2028 |  | 0
PEA2032 | PEAK PLALUPE 10X 2032 |  | 0
PEA2033100 | PEAK FLEXIBLE STAND LUPE 2X | 2033-100 | 0
PEA2033115 | PEAK FLEXIBLE STAND LUPE 1.7X | 2033-115 | 0
PEA203390 | PEAK FLEXIBLE STAND LUPE 2.2X | 2033-90 | 0
PEA2034100 | PEAK WIDE STAND MICROSCOPE 100 | 2034-100 | 0
PEA203420 | PEAK WIDE STAND MICROSCOPE 20X | 2034-20 | 0
PEA2034200 | PEAK WIDE STAND MICROSCOPE 200 | 2034-200 | 0
PEA2034300 | PEAK WIDE STAND MICROSCOPE 300 | 2034-300 | 0
PEA203440 | PEAK WIDE STAND MICROSCOPE 40X | 2034-40 | 0
PEA203460 | PEAK WIDE STAND MICROSCOPE 60X | 2034-60 | 0
PEA2035I | PEAK HEAD LUPE 2.2X, 3.3X 2035-I |  | 0
PEA2035II | PEAK HEAD LUPE 2.2X,3.3X,4.1X, | 2035-II | 0
PEA203625 | PEAK POCET MEASURING MICROSCOP | 25X 2036-25 | 0
PEA2037 | PEAK SCALE LUPE 30X 2037 |  | 0
PEA2041 | PEAK MULTI DESK LUPE 2X 2041 |  | 0
PEA2044 | PEAK ZOOM LUPE 816 8X, 16X | 2044 | 0
PEA2048A13D | PEAK EYE LUPE 3.3X 2048-A13D |  | 0
PEA2048A16D | PEAK EYE LUPE 4X 2048-A16D |  | 0
PEA2048A20D | PEAK EYE LUPE 5X 2048-A20D |  | 0
PEA2048-A26D | peak eye lupe 2048-a26d |  | 0
PEA2048A26D | PEAK EYE LUPE 6.7X 2048-A26D |  | 0
PEA2048AW | PEAK EYE LUPE 10X 2048-AW |  | 0
PEA2048V13D | PEAK EYE LUPE 3.3X 2048-V13D |  | 0
PEA2048V16D | PEAK EYE LUPE 4X 2048-V16D |  | 0
PEA2048V20D | PEAK EYE LUPE 5X 2048-V20D |  | 0
PEA2048V26D | PEAK EYE LUPE 6.7X 2048-V26D |  | 0
PEA2050100 | PEAK POCKET MICROSCOPE EIM 100 | 2050-100 | 0
PEA205025 | PEAK POCKET MICROSCOPE EIM 25X | 2050-25 | 0
PEA205050 | PEAK POCKET MICROSCOPE EIM 50X | 2050-50 | 0
PEA205075 | PEAK POCKET MICROSCOPE EIM 75X | 2050-75 | 0
PEA205130 | PEAK HAND MICROSCOPE 30X 2051-30 |  | 0
PEA205160 | PEAK HAND MICROSCOPE 60X 2051-60 |  | 0
PEA2054100 | PEAK WIDE STAND MICROSCOPE 100 | 2054-100 | 0
PEA2054100EIM | PEAK WIDE STAND MICROSCOPE II | 2054-100EIM | 0
PEA2054150 | PEAK WIDE STAND MICROSCOPE 150 | 2054-150 | 0
PEA205420 | PEAK WIDE STAND MICROSCOPE 20X | 2054-20 | 0
PEA2054200 | PEAK WIDE STAND MICROSCOPE 200 | 2054-200 | 0
PEA205420EIM | PEAK WIDE STAND MICROSCOPE II | 2054-20EIM | 0
PEA2054300 | PEAK WIDE STAND MICROSCOPE 300 | 2054-300 | 0
PEA205440 | PEAK WIDE STAND MICROSCOPE 40X | 2054-40 | 0
PEA205440EIM | PEAK WIDE STAND MICROSCOPE II | 2054-40EIM | 0
PEA205460 | PEAK WIDE STAND MICROSCOPE 60X | 2054-60 | 0
PEA205460EIM | PEAK WIDE STAND MICROSCOPE II | 2054-60EIM | 0
PEA2055L | PEAK LIGHT SCALE LUPE 20X 2055L |  | 0
PEA205625 | PEAK POCKET MICROSCOPE EI 25X | 2056-25 | 0
PEA205650 | PEAK POCKET MICROSCOPE EI 50X | 2056-50 | 0
PEA3408WZ3 | Peak Linen Tester Model: 3408 WZ3 |  | 0
PEA5 | Rectical Scale No.5(for Scale Lupe 1975) |  | 0
PEA7XLUPENO.5 | Peak 7X Scale Lupe NO,5 |  | 0
PEA7XLUPENO2 | Peak Scale No. 2 for 7X Lupe |  | 0
PEA7XPS2FOR1975 | Scale #02 for Peak 1975 7x |  | 0
PEACOCK-H | Peacock, dial thickness gauge |  | 0
PEAG6C | Peacock Dial Thickness Gage Model: G-6C |  | 0
PEALA5 | Peacock Caliper Gauge | Model: LA-5 | 0
PEAPCN1BE | PEACOCK DIAL TEST INDICATOR | PCN-1BE | 0
PEAPCN6 | Peacock Dial Indicator Model: PCN-6 |  | 0
PEAPS2/1983 | Peak Scale No. 2 for 1983 Scale Lupe |  | 0
PEAPS5 | Peak Recticle Scale No.5 | for Lupe Model:1983 | 0
PEAPS8/1983 | Scale Lupe No. 8 for 10X |  | 0
PEAPSNO5 | PEAK Scale #05 for 1975 7x |  | 0
PEAREC15 | Peak Recticle Scale No. 15 (Inch) |  | 0
PEAREC7 | Peak Recticle Scale No. 7 of 1983 |  | 0
PEAREC7(1975) | Peak Recticle for 7X (1975) Lupe No. 2 |  | 0
PEARecticleS1983 | PEAK STANDARD RECTICLE SCALE F | 1983 (CROSS) | 0
PEAReticleSca10 | PEAK RETICLE SCALE NO. 10 |  | 0
PEAReticleSca11 | PEAK RETICLE SCALE NO. 11 |  | 0
PEAReticleSca12 | PEAK RETICLE SCALE NO. 12 |  | 0
PEAReticleScale | PEAK RETICLE SCALE (MISC) |  | 0
PEAReticleScale2 | PEAK RETICLE SCALE NO. 2 |  | 0
PEAReticleScale3 | PEAK RETICLE SCALE NO. 3 |  | 0
PEAReticleScale4 | PEAK RETICLE SCALE NO. 4 |  | 0
PEAReticleScale5 | PEAK RETICLE SCALE NO. 5 |  | 0
PEAReticleScale6 | PEAK RETICLE SCALE NO. 6 |  | 0
PEAReticleScale7 | PEAK RETICLE SCALE NO. 7 |  | 0
PEAReticleScale8 | PEAK RETICLE SCALE NO. 8 |  | 0
PEAReticleScale9 | PEAK RETICLE SCALE NO. 9 |  | 0
PEAT2257W | Peacock Digital Thickness Gage | Model: T2-257W | 0
PEATRECTICLESTD | Peak Recticle (Standard Scale) |  | 0
PEAXN1A2 | Peacock Contact Point Model: XN1A-2 |  | 0
PEAXP1L2 | Peacock Stylis Model: XP1L-2 |  | 0
PEC2000 | PEACOCK DIAL TEST INDICATOR, MODEL: 2000 |  | 0
PEC47Z | PEACOCK DIAL GAGE |  | 0
PEC57 | PEACOCK DIAL INDICATOR |  | 0
PECDG205 | Peacock Digimatic Indicator Model:DG-205 |  | 0
PECG | Peacock Dial Thickness Gauge,Model:G |  | 0
PECLA2 | Peacock Dial Caliper Gage Model: LA-2 |  | 0
PECLA5 | BRAND: PEACOCK | CALIPER GAUGE MODEL:LA-5 | 0
PECLA9 | Peacock Dial Caliper Gage Model: LA-9 |  | 0
PECSH-2 | Peacock Roller Contact Point |  | 0
PECT-2 | Peacock Dial Depth Gage, Model: T-2 |  | 0
PENFORST-50A | Pen unit for ST-50A |  | 0
PEPERSDCOVERK265 | PAPER SIDE COVER FOR DIBAL K265 HANGING |  | 0
PESOLA1000 | Pesola Scale, 1000g |  | 0
PESOLA10010 | Pesola Scale, 10g |  | 0
PESOLA10050 | Pesola Scale, 50g |  | 0
PESOLA10100 | Pesola Scale, 100g |  | 0
PESOLA10500 | Pesola Scale, 500g |  | 0
PGSOFTWARE | PG Software Package for TH1000S |  | 0
PH2WPTESTER | Waterproof Eco Tester pH 2 |  | 0
PH40020XLENS | 20x lens for PH 400 |  | 0
PH400EM | DYNASCAN PROFILE PROJECTOR | HORIZONTAL PH 400EM | 0
PH400LENS50X | 50x lens for PH400 |  | 0
PH400TRAVELLOCK | Travel lock for PH400 |  | 0
PH42 | MILWAUKEE SHARP TESTER |  | 0
PH51 | pH51,WATERPROOF pH TESTER |  | 0
PH52 | MILWAUKEE PH Meter |  | 0
PH53 | WATERPROOF pH/癈 TESTER WITH | 2 POINT AUTOMATIC CALIBRATION | 0
PH55 | IP67 Waterproof Ph Tester |  | 0
PH56 | PH WATERPROOF TESTER |  | 0
PH58 | Model : pH 58 |  | 0
PHASECONY100 | Simple Phase Contrast set of Y100 |  | 0
PHC9CONTROLLER | RENISHAW PHC-9 CONTROLLER |  | 0
PHELECTRODESOLUTION | PH ELECTRODE SOLUTION 500mL |  | 0
PHENOLICPOW4KG | Phenolic Powder with wood flou | (Black Color). Pack of 4 Kgs. | 0
PHOTOTUBE | Photo Tube |  | 0
PHPAPER1-14 | ph paper PH1-14 Box of 100 strips | wards/USA | 0
PHSTORAGESOL | PH STORAGE SOLUTION, 1 LITER |  | 0
PHTEST2 | WATERPROOF PHTEST2 TESTER WITH | ATC (01X102602) BRAND:EUTECH | 0
PHTEST30 | eutech PH meter model : PH test 30 |  | 0
PHWP300/02K | waterproof cyber scan PH300 | PHWP300/02K | 0
PICKUPTS100 | pick up TS100 for TR200 |  | 0
PINGAUGE1.695MM | pin gauge 1.695mm |  | 0
PINGAUGE1.69MM | PIN GAUGE1.69MM |  | 0
PINGAUGE1.70 | PIN GAUGE 1.70MM |  | 0
PINGAUGE1.70MM | PIN GAUGE 1.70MM |  | 0
PINGAUGE1.71MM | PIN GAUGE 1.71MM |  | 0
PINGAUGE1.84MM | PIN GAUGE 1.84MM |  | 0
PINGAUGE1.85MM | PIN GAUGE 1.85MM |  | 0
PINGAUGE1.86MM | PIN GAUGE 1.86MM |  | 0
PINGAUGE1.87MM | PIN GAUGE 1.87MM |  | 0
PINGAUGE2.045MM | pin gauge 2.045mm |  | 0
PINGAUGE2.37MM | PIN GAUGE 2.37MM |  | 0
PINGAUGE2.38MM | PIN GAUGE 2.38MM |  | 0
PINGAUGE2.39MM | PIN GAUGE 2.39MM |  | 0
PINGAUGEBOX | storage box for pin gauge |  | 0
PIPETTEBOY | Pipette Boy Comfort - Royal Blue |  | 0
PIPETTEFILLER | pipette filler with grad. pipette |  | 0
PIPETTEFILTER | Pipette Filter Rubber 3 Way |  | 0
PIPETTEFILTER10ML | Pipette Filter 10mL(PI-pump 10ml) |  | 0
PIPETTEFILTER25ML | Pipette Filter 25mL(PI-Pump 25ml) |  | 0
PIPETTEFILTER2ML | Pipette Filter 2mL(PI-pump 2ml) |  | 0
PIPETTESET | PIPETTE RANGE :10/100/1000mL | BRAND : SOCOREX | 0
PIXELPROCARD | pixelview playTV Pro capture card |  | 0
PIXERVIEW | PixelView Capture Card + CD |  | 0
PJ 300 | PROFILE PROJECTOR |  | 0
PJ3015 | PROFILE PROJECTOR 150X50MM PJ3 |  | 0
PJ3015BULBGLASS | CPJ3015 Round Glass For Bulb |  | 0
PJ3015BULBHOLDER | CPJ3015 Ceramic Bulb Hoder |  | 0
PJ3015CONTOURSW | CPJ3015 Contour Switch |  | 0
PJ3015FILTERLENS | FILTER LENS FOR CPJ3015 |  | 0
PJ3015HF | CPJ3015 Heat Filter | ~(O14) | 0
PJ3015LEN10X | 3015 PROFILE OBJECTIVE LENS .10X |  | 0
PJ3015LEN10XOL | OLD 3015 PROFILE OBJECTIVE LEN | VERS.10X | 0
PJ3015MIRR50X | CPJ3015 50X Reflector mirror |  | 0
PJ3015MSTAGEHD | CPJ3015 Metal Stage Handle |  | 0
PJ3015ONSW | CPJ3015 ON/OFF Switch |  | 0
PJ3020W | PROFILE PROJECTOR HORIZONTAL | CPJ-3020W X:200 Y: 100 Including DC-3000 | 0
PJ3020WLEN50X | Lens 50X For CPJ-3020W |  | 0
PJ3025AZ | projector |  | 0
PJ3025AZ+ACCRY | CPJ-3025AZ wth mini printer,rotary table | and 1 chart (Concentric circle + angle) | 0
PJ3025CZ | CPJ3025CZ turret profile projector with | 10x 20x 50x lens ,150x250mm stage | 0
PJ4025W | Rax Vision Horizontal Profile Projector |  | 0
PJA3010F200 | profile projector (verticle type) | model : PJ-A3010F-200, code : 302-710E | 0
PLANOBJ100XY103 | Plan objective Lens for Y-100 (100x) |  | 0
PLANOBJ10XY101 | Plan objective Lens for Y-100 (10x) |  | 0
PLANOBJ40XY102 | Plan objective Lens for Y-100 (40x) |  | 0
PLANOBJ4XY100 | Plan objective Lens for Y-100 (4x) |  | 0
PLASTICBEAKER | Plastic Beaker 100mL |  | 0
PLASTICBEAKER250ML | Plastic Beaker 250mL |  | 0
PLASTICBOTTLE1000ML | Plastic Bottle 1000mL |  | 0
PLASTICCASING | PLASTIC PROSPECT CASING 400X400X500MM |  | 0
PLASTICCYCLINDER | Plastic Cyclinder 1000mL |  | 0
PLASTICCYCLINDER10ML | Plastic Cyclinder 10mL |  | 0
PLASTICCYCLINDER250ML | Plastic Cyclinder 250mL |  | 0
PLAT500BNOLOAD | platform 500 (big) without loadcell |  | 0
PLC-0.2K | SHIMPO LOAD SENSOR |  | 0
PLUGGAGE14H7 | progage plain plug gage 14H7 |  | 0
PLUGGAGE16H7 | progage plain plug gage 16H7 |  | 0
PLUGGAGE20H7 | progage plain plug gage 20H7 |  | 0
PLUGGAGE22H7 | progage plain plug gage 22H7 |  | 0
PLUGGAGE26H7 | progage plain plug gage 26H7 |  | 0
PLUGGAGE2H7 | plug gage , din size 2H7 |  | 0
PLUGGAGE3H7 | plug gage , din size 3H7 |  | 0
PLUGGAGE4E7 | progage plain plug gage 4E7 |  | 0
PLUGGAGE4H11 | progage plain plug gage 4H11 |  | 0
POCKETSCALE | Pocket Scale MH-series |  | 0
POLAROID339 | POLAROID AUTO FILM 339 |  | 0
POLCLOBIL200MM | Billiards Polishing Cloth Size | PSA back. Pack of 10 Nos. | 0
POLCLOMIC200MM | Micro Polishing Cloth Size: Dia 200mm | PSA back. Pack of 10 Nos. | 0
POLE WITH STEP | 0 28.58x18" s/s Pole with step |  | 0
POLORITFIL | POLORIT FILTER |  | 0
POS200B/STD | Coating Thickness Gage for Non | Substrates POSITECTOR 200B/STD | 0
POS6000FNSI | FERROUS&NON-FERROUS COATING GAGE WITH SE | PARATE GENERAL PROBE(POSITRCTOR6000-FNSI | 0
POSI200B/STD | POSITECTOR 200 B/STD |  | 0
POSI6000FN1 | Defelsco 6000,0-60 mils/0-1500 micron |  | 0
POSI6000FNS1 | Positector 6000 model : FNS 1 |  | 0
POSI6000FNS3 | POSITECTOR 6000 FNS3 |  | 0
POSI6000FS1 | positector 6000, Model : FS1 |  | 0
POSI6000NAS1 | Positector 6000 model : NAS 1 |  | 0
POSI6000NS1 | Positector 6000 NS1 Standard | Coating Thickness Gage | 0
POSISOFTWARE | POSISOFT SOFTWARE WITH USB CABLE |  | 0
POSITESTATA20 | POSITEST AUTOMATIC ADHESION TESTER 200MM |  | 0
POWERCABLE | POWER CABLE FOR WEIGHING SCALE |  | 0
POWERCORD110V | Power cord,110V,2 pin FLAT-Japanese Type |  | 0
POWERCORDCPJ3015 | Power cord, Power box and Parts (Wire | ) for CPJ3015 | 0
POWERLG150110V | Power Supply For LG-150, 110V |  | 0
POWERPCBDRY300 | power pcb for dry-300 |  | 0
POWERPCBRFS | POWER BOARD FOR RFS |  | 0
POWERSUPPLYHXP | power supply for ledhxp |  | 0
POWERSUPPLYMM146 | power supply for mm146 |  | 0
POWERSUPPLYRFS | power supply for RFS |  | 0
POWERSUPPLYXS901 | power supply for xs901n |  | 0
PRECISIONSHIMS | Defelsko STDSHIMS(5 shims)(Non-certified |  | 0
PRESTIGIOLCD17 | PRESTIGIO 17" LCD MONITOR |  | 0
PRICINGBATTERY | BATTERY FOR PRICING SCALE |  | 0
PRINT-0006 | HP CLOUR PRINTER |  | 0
PRINTERHDTR1106 | printer head for crane scale TR1106 |  | 0
Probe5p10/90? | TT 110 Probe 5mHz10-Straight | (5p @ 10/90 darjah) | 0
PROBEHANDLE | Probe Handler |  | 0
PROBESTATION | Probe Maintenance Station |  | 0
PROBETP-46K | TP-46K(200+200)mm 800DEG CEL | C/W 1.5MTR SILICON CABLE | 0
PROBETYPEKT | probe K T/couple wire probe -30to-18DegC | Cable length (teflon) : 20 meter | 0
PROFILE0.5XAUX | 0.5X AUX LENS FOR PROFILE PROJECTOR |  | 0
PROFILESTAGE | 250*150 stage for profile |  | 0
PROFVISEVB15 | Vise model GIN-VB15 |  | 0
PROTECTIVECOVER | PROTECTIVE COVER FOR CENTER325 |  | 0
PRR302TD | NAGATA PLATFORM SCALE 60KGX10G |  | 0
PRR302TD60KG | PRR-302-TD, 60KG X 10G | (printer +platform+indicator) | 0
PRR302TE | nagata platform scale PRR-302-TE |  | 0
PRR303TD | NAGATA,PRR-303TD,300KG X 20G |  | 0
PRR-303-TE | Elect Platform Weighing scale w Printer |  | 0
PRR30TD | PRR-30TD,Cap:30kg x 5g |  | 0
PRR30TDLED | LED display for PRR-302-TD |  | 0
PRRTDPRINTER | PRINTER FOR PRR-TD |  | 0
PRRTDSTICKER | STICKER FOR NAGATA PRR-TD |  | 0
PRRTE | NAGATA DOT MATRIX PRR-6500-TE |  | 0
PRR-TE? | Nagata Elect Platform Scale, Model:PRRTE |  | 0
PS3000OVERLAY | PS3000N Scale's Overlays |  | 0
PS300GX0.01G | pocket scale 30g x 0.01g |  | 0
PSA-1-24V/25W | LED Power Supply forLED,MODEL:PSA-1-24VW |  | 0
PSA-2-24V/25W | Power Supply (dual connector) |  | 0
PSA24/25W | LED POWER SUPPLY FOR LEDLDL86X15W |  | 0
PSD12V/25W | LED power supply. |  | 0
PSI9R | Renishaw Styli,Ruby Point | Part No.PSI-9R | 0
PSMM146 | POWER SUPPLY FOR MM146 |  | 0
PT100 | PT100 temperature probe |  | 0
PT100T/SENSOR | PT100 ohm T/Sensor Dia. 4mm x 12" (L) | c/w Adaptor & Spring | 0
PT100THERMO950MM | PT 100 Thermo Probe Diameter 4mm x 150mm | c/w adaptor & silicon Cable (800mm) | 0
PT100THERMOPROBE | pt100 termo probe diameter 4x950mm | cw adaptor & spring 0-200deg C | 0
PT18KEYPAD | pt-18 keypad |  | 0
PT300EDIMMERSWT | DIMMER SWITCH FOR PT300E |  | 0
PT300EM | DYNASCAN PROFILE PROJECTOR | VERTICAL PT 300EM | 0
PT300EMLEN20X | 20X Lens For PT 300EM |  | 0
PT300EMLEN50X | 50x objective lens for PT300 |  | 0
PT400EM | DYNASCAN PROFILE PROJECTOR |  | 0
PT400EMLEN10X | 10X lens for PT400EM |  | 0
PT400EMXAIS | X-axis movement( x-rod assembly) for | PT400EM | 0
PT65A? | Power Supply Module for FS3020 |  | 0
PUMPVC6050 | Pump For VC6050 |  | 0
PV600EM | PROFILE PROJECTOR PV600EM WITH SMART DRO | 10x lens, 1 Micron, X,Y,, RS 232 | 0
PVCAPRON | PVC APRON,SIZE: 28擷40? |  | 0
PYREBEAKER2000ML | Beaker 2000ml, Pyrex, UK |  | 0
PYREXBEAKER100ML | Beaker 100ml, Pyrex, UK |  | 0
PYREXBEAKER250ML | Beaker 250ml, Pyrex, UK |  | 0
PYREXBEAKER25ML | Beaker 25ml, Pyrex, UK |  | 0
PYREXBEAKER50ML | Beaker 50ml, Pyrex, UK |  | 0
QL25N5 | TORQUE WRENCH (QL25N) | SIZE : 450 X 300MM | 0
QL50N | TORQUE WRENCH (450QL3) |  | 0
QUASAR4MMX3M | Quasar 2-way articulation 4mmx3m probe |  | 0
R001 | Brand : Hettich, Cat no. :R001 | Service-manual, | 0
R10800340 | RADIATION DETECTOR | BRAND : VELP,ITALY | 0
R1330 | R1330 ANCOR STIRRER |  | 0
R-A-1025-6050RBE | Renishaw Aqua PH10M RBE Assy, | RBE No:7X0718 | 0
R-A-1034-0027 | RENISHAW-DATUM BALL KIT -19MM STEEL |  | 0
R-A-1036-6001RBE | PH10MQ-RBE(SERIAL NO Y23616) |  | 0
R-A-1047-3484 | Renishaw PEL1-50mm Light Weight |  | 0
R-A-1051-0417 | PAA1-30 mm steel extension bar |  | 0
RA12 | 12L Heating and Cooling Circulator | Brand: LAUDA, Model: RA12 | 0
R-A-1207-0010 | STANDARD FORCE STYLUS MODULE FOR T0200 |  | 0
R-A-1207-0011 | Renishaw Tp200 Low Module |  | 0
R-A-1207-0020-RBE | Renishaw RBE TP200 Body |  | 0
R-A-1207-0020RBE | Renishaw TP200 probe RBE | RBE No:74W317 | 0
R-A-1371-0270 | Renishaw TP20 Stylus Module |  | 0
R-A-1371-0392 | Renishaw TP20 Low Force Stylus |  | 0
R-A-1371-0419 | Renishaw TP20 6 way module - Blue cap |  | 0
R-A-2069-0001 | JCP Probe Kit, |  | 0
R-A-2237-1112 | RENISHAW SM-2-2 SCANNING MODULE (SM25-2) |  | 0
R-A-2237-1301 | RENISHAW SCANNING MODULE ACCESSORIES (S) |  | 0
R-A-2237-1302 | RENISHAW SCANNING MODULE ACCESSORIES (S) |  | 0
RA24 | 22L Heating and Cooling Circulator | BRAND:LAUDA MODEL:RA24 | 0
R-A-5000-3551 | Renishaw Stylus |  | 0
R-A-5000-3552 | M3 STY D2R L21 EWL8 d1.4SS |  | 0
R-A-5000-3553 | M3 STY D3R L21 EWL12 d1.5SS |  | 0
R-A-5000-3554 | M3 STY D4R L31 EWL27 d2.5SS |  | 0
R-A-5000-3603 | RUBY STYLUS |  | 0
R-A-5000-3614 | Renishaw M2 Hemspherical Stylus |  | 0
R-A-5000-3626 | "Renishaw"Styli A-5000-3626 |  | 0
R-A-5000-3627 | Renishaw Centre 5 way adaptor |  | 0
R-A-5000-3709 | Renishaw Carbon Fibre Probe Stylus |  | 0
R-A-5000-3712 | RENISHAW M4 STYLUS |  | 0
R-A-5000-4156 | RENISHAW Ruby ball |  | 0
R-A-5000-4158 | Renishaw stylus M2 0.8mm,L11mm |  | 0
R-A-5000-4161 | RENINSHAW RUBY STYLL 4MM DIA X 20MM, |  | 0
R-A-5000-7630 | Renishaw M3 Thread styli 5x21mm |  | 0
R-A-5000-7632 | Mitutoyo M3 Thread Stylis 0.5x21mm |  | 0
R-A-5000-7800 | "RENISHAW M2 STY D0.3R L10 EWL2 d0.3TC" |  | 0
R-A-5000-7801 | RENISHAW Stylus |  | 0
R-A-5000-7806 | "M2 STY D1R L10 EWL4.5 d0.7SS" |  | 0
R-A-5000-7807 | RENISHAW Ruby ball |  | 0
R-A-5000-7811 | Renishaw M2 Thread Star Styli |  | 0
R-A-5000-7812 | Renishaw M2 Thread Cylinder Styli |  | 0
R-A-5000-7813 | RENISHAW Ruby ball |  | 0
R-A-5000-8877 | Renishaw M2 Thread Cylinder Styli 1.5x1m |  | 0
R-A-5000-9697 | Renishaw FOR EDM Section |  | 0
R-A-5003-0034 | M2 STY D1.5R L20 EWL15 d1TC |  | 0
R-A-5003-0035 | Renishaw M2 Thread Stylus |  | 0
R-A-5003-0036 | Renishaw dia 2mm ruby ball |  | 0
R-A-5003-0037 | Ruby Ball Dia 2.0mm, Length 40mm | Brand : Renishaw Model :A-5003-0037 | 0
R-A-5003-0042 | RENINSHAW STYLUS |  | 0
R-A-5003-0044 | RENISHAW RUBY BALL STYLI (TUNGSTEN CARB) |  | 0
R-A-5003-0045 | RENINSHAW STYLUS |  | 0
R-A-5003-0048 | RENINSHAW STYLL 5MM DIA x 35mm |  | 0
R-A-5003-0050 | "M2 STY D1R L20 EWL12.5 d0.8TC |  | 0
R-A-5003-0051 | M3 STY D1.5R L30 EWL22.5 d1TC |  | 0
R-A-5003-0052 | Renishaw M3 Stylus |  | 0
R-A-5003-0053 | Renishaw Stylus M3 Ruby Tungsten carbidm |  | 0
R-A-5003-0054 | Renishaw M3 Dia 3.5mm Ruby Ball |  | 0
R-A-5003-0056 | Renishaw Stylus dia 2.5mm L:40mm |  | 0
R-A-5003-0058 | Renishaw M3 Thread Stylus, |  | 0
R-A-5003-0060 | Renishaw Stylus M3 Ruby ball styli |  | 0
R-A-5003-0062 | Renishaw M3 Thread Stylus, |  | 0
R-A-5003-0065 | Rensihaw M2 STY D4R L50 EWL50 d2CE |  | 0
R-A-5003-0069 | Renishaw Stylus M3 50mm |  | 0
R-A-5003-0470 | Renishaw stylus M2 6mm,L50mm |  | 0
R-A-5003-0577 | Ruby ball styli (tungsten carbide stems) |  | 0
R-A-5003-1210 | RENISHAW M2 SPH D0.5TC L15.3 EWL7.8" |  | 0
R-A-5003-1218 | Renishaw Stylus M2 1mm x 35mm |  | 0
R-A-5003-1345 | Renishaw Stylus Model: A-5003-1345 |  | 0
R-A-5003-2281 | Renishaw Ext.50mm Carbon M2 Thread |  | 0
R-A-5003-2286 | RENINSHAW STYLUS |  | 0
R-A-5003-4785 | RENINSHAW STYLUS, |  | 0
R-A-5003-4786 | Renishaw Styli Ruby Ball styli |  | 0
R-A-5003-4790 | Star styli centres |  | 0
R-A-5003-4801 | "M4 STY D6R L50 EWL36 d2.5TC" |  | 0
R-A-5003-4860 | RENISHAW M3 RUBY BALL STYLI(?.0mmx7.5mm |  | 0
R-A-5003-4862 | RENISHAW M3 RUBY BALL STYLI(?.0mmx7.5mm |  | 0
R-A-5003-5974 | Renishaw Carbon Fibre Probe Stylus |  | 0
R-A-5004-7589 | Renishaw M2 ?.5 mm silver steel cylindm |  | 0
R-A-5004-7611 | Renishaw Extension 40mm |  | 0
R-A-5707-0100-02 | Renishaw PI 200-3 |  | 0
RA8 | 8L Heating and Cooling Circulator | Brand: LAUDA, Model: RA8 | 0
RACK | Drying/Draining Rack, Plastic Coated |  | 0
RAHN500G | RAHN' WATERLESS SURFACE PLATE CLEANER , | 500g | 0
RAHNCLEANER | rahn surface plat cleaner |  | 0
RAHSURCLEANER | RAHN SURFACE CLEANER |  | 0
RAISERBLOCK | STEEL RAISER BLOCK THICK :50 MM | LENGHT : 3"X3" | 0
RAMPFLOORSCALE | Ramps for Floor Scale 1.0MX 1.0M, |  | 0
RARAAHN | starlet waterless cleaner |  | 0
RAXCMM | RAX VISION Coordinate Measuring Machine | CATALOG | 0
RAXPROFILE | RAX VISION Profile Projector Catalog |  | 0
RBE-PH10MQ | PH10MQ-RBE |  | 0
RBE-SCR200 | SCR200 RACK-RBE |  | 0
RBE-TP200 | TP200 SENSOR-RBE |  | 0
RBIT0.8X7 | ROUTER BITS 0.80MM X 7MM |  | 0
RBIT1.4X6 | ROUTER BITS 1.40MM X 6MM |  | 0
RBIT1.6X8 | ROUTER BITS 1.60MM X 8MM |  | 0
RBIT1.6X9 | Router Bit 1.6 mm x 9mm |  | 0
RBIT2.5X10 | ROUTER BITS 2.50MM X 10MM |  | 0
RCABNCCAB | BNC TO BNC CABLE |  | 0
RCABNCCON | RCA-BNC CONNECTOR |  | 0
RCARCACABLE | RCA-RCA CABLE |  | 0
RCM10MA | LCMOS10000KPA, 10MP ¦ USB2.0 ¦ 1/2.3?¦I |  | 0
RCM130 | Camera Eyepiece RCM 130 | (1.30 Million Pixels, USB 2.0 port) | 0
RCM1300A | LCMOS01300KPA, 1.3MP ¦ USB2.0 ¦ 1/3?¦ I |  | 0
RCM1301 | RAX VISION, C MOUNT CAMERA 1.3 MP | MODEL: RCM1301 *with viewing software | 0
RCM2000 | C mount camera 2.0MP |  | 0
RCM3000A | LCMOS03100KPA, 3.0MP ¦ USB2.0 ¦ 1/2?¦ I |  | 0
RCM3001 | C mount camera 3.0MP |  | 0
RCM5000A | LCMOS05100KPA,5.0MP ¦ USB2.0 ¦ 1/2.5?¦I |  | 0
RD5033 | Minimo Wire Brush Model RD5033 |  | 0
REAGENTBOTTLE | Reagent Bottle Clear 1000mL |  | 0
REC19C0.4?/100 | RECTICLE SCALE CROSS 19mm 0 - 4 | (100/0.004") | 0
REC19C10MM/200 | Recticle scale CROSS 10mm(200DIV). |  | 0
REC19L0.4"/100 | RECTICLE SCALE 19mm linear 0.4 |  | 0
REC19L20X/1ML | RECTICLE SCALE INCH SINGLE 19M | 20X/1ML | 0
REC20C0.3"/100 | RECTICLE SCALE 20MM DIAMETER,CROSS LINE | WITH MEASUREMENT 30X/1ML 0.3"/100 DIV | 0
REC24C0.5"/100 | Recticle scale 24mm 0.5"/100div, cross |  | 0
REC24C20X/1ML200 | RECTICLE SCALE INCH CROSS | 20X/1ML0.4"/200 | 0
REC24C20X/1ML50 | RECTICLE SCALE INCH CROSS | 20X/1ML0.1"/50 | 0
REC24C30X/1ML | RECTICLE SCALE INCH CROSS | 30X/1ML 0.6"/200 | 0
REC24CLS10MM/100 | 24mm cross with linear scale 10MM/100DIV |  | 0
REC24L30X/1ML100 | RECTICLE SCALE INCH LINEAR | 30X/1ML 0.3"/100 | 0
RECBATTERYCELY | rechargeable battery for Cely scale |  | 0
RECBATTERYTESA | Rechargeable Battery For Tesa |  | 0
RECHOLDEROTJ | Recticle Scale Holder (SWF Ey |  | 0
RECHOLDERY100 | recticle holder for Y-100 |  | 0
RECORDERPEN | pen for Isuzu recorder (3pcs/pack) |  | 0
REFILL TONER | REFILL HP LASER 2612(PG OFFICE) |  | 0
REFUREYE | Refurbished Eyepiece |  | 0
REMOTEBOX | WDW100E Spare part, REMOTE CONTROL BOX |  | 0
REPAIRGAGE | BEING SERVICE & REPAIR COATING GAGE | REPLACEMENT PCB BOARD | 0
REPAIRRUGOSOFT10 | repair fee for rugosoft 10 |  | 0
REPAIRTV300 | REPAIR TV300 |  | 0
REPAIRVT04F | REPAIR RION VISCOMETER VT-04F |  | 0
RETORTSTAND | RETORT STAND BASE 5X8" & ALUMINIUM ROD | 600mm | 0
REV#1950534 | CO2 Backup System |  | 0
REV#6183-5 | 7-DAY CIRCULAR CHART RECORDER | Brand : REVCO | 0
REV#DXF24040V | DXF24040V REVCO 240 ULT FRZ 230V/50HZ | BRAND : REVCO | 0
REV#DXF3204 | DXF32040V Revco 320 ULT FRZ 230V/50Hz | Brand : REVCO Model : REV#DXF3204 | 0
REV#DXF32040V | Thermo Scientific Revco DxF Series |  | 0
REV#DXF40040V | REVCO ULT FREEZER | BRAND : REVCO MODEL : REV#DXF40040V | 0
REV#EXF24086V | THERMO SCIENTIFIC REVCO, -86°C FREEZER | 368 LITERS, 230V/50HZ, Push Button LED | 0
REV#EXF32086V | THERMO SCIENTIFIC REVCO, -86°C FREEZER | 490 LITERS, 230V/50HZ, Push Button LED | 0
REV#EXF40086V | THERMO SCIENTIFIC REVCO, -86°C FREEZER | 651 LITERS, 230V/50HZ, Push Button LED | 0
REV#EXF60086V | THERMO SCIENTIFIC REVCO, -86°C FREEZER | 793 LITERS, 230V/50HZ, Push Button LED | 0
REV#HRSK700SD5 | Rack kit | Brand : Revco | 0
REV#RPR1204W | Pharmacy Refrigerators | Model : RPR-1204V | 0
REV#RPR2304W | Pharmacy Refrigerators | Model : RPR-2304V | 0
REV#RPR3004W | Pharmacy Refrigerators | Model : RPR-3004V | 0
REV#RPR5004W | Pharmacy Refrigerators | Model : RPR-5004V | 0
REV#RSK4000SD5 | RACK KIT, 400,SD5 |  | 0
REV#RSK700SD5 | RACK KIT 700, 5DR |  | 0
REV#UXF30086V | THERMO SCIENTIFIC REVCO, -86degC FREEZER | 421 LITERS, 230V/50HZ, Touch Screen LCD | 0
REV#UXF40086V | THERMO SCIENTIFIC REVCO, -86°C FREEZER | 548 LITERS, 230V/50HZ, Touch Screen LCD | 0
REV#UXF50086V | THERMO SCIENTIFIC REVCO, -86°C FREEZER | 682 LITERS, 230V/50HZ, Touch Screen LCD | 0
REV#UXF60086V | THERMO SCIENTIFIC REVCO, -86°C FREEZER | 815 LITERS, 230V/50HZ, Touch Screen LCD | 0
REV#UXF70086V | THERMO SCIENTIFIC REVCO, -86°C FREEZER | 949 LITERS, 230V/50HZ, Touch Screen LCD | 0
REWORK A/SCOPE | Rework rack & pinion for | angle scope | 0
REWORK POLE ZTXE | REWORK POLE ZTXE |  | 0
REWORKRACKPINION | REWORK RACK & PINION |  | 0
RFA2515 | VMS-2515E X:250 Y:150 | Including M2D-CNC | 0
RFA3020 | RFA3020 |  | 0
RFM1510COUNTOURLIGHT | 1W CONTOUR LIGHT FOR RAXVISION RFM-1510E |  | 0
RFM1510E | RFM 1510E |  | 0
RFM1510ENOCCD | RFM 1510E WITHOUT CCD CAMERA |  | 0
RFM1510GENERATOR | CROSS HAIR GENERATOR FOR RFM-1510E |  | 0
RFM1510ILLBOARD | ILLUMINATION CONTROL BOARD FOR RFM-1510E |  | 0
RFM1510POWERSUPPLY | POWER SUPPLY FOR RAXVISION RFM-1510E |  | 0
RFM1510SURFACELIGHT | SURFACE LIGHT FOR RAXVISION RFM-1510E |  | 0
RFP3020 | VMS-3020F exclude software |  | 0
RFP3020SW | VMS-3020F include software |  | 0
RFS2010 | RFS2010 |  | 0
RFS3020P | RFS-3020 with accessories |  | 0
RFSAUXCOUPLER | AUXILIARY LENS COUPLING FOR RF |  | 0
RFSNAVAUXCOUPLER | Navitar - Carmar Adaptor | For Auxillary Lens | 0
RFSP2010 | RFS-P 2010 video measuring system |  | 0
RIBBON | Epson LX-300 Ribbon |  | 0
RIK108X200X0.02 | Riken Precision Square Level | Model:RSL-2020(Stk No. 108,2000mm x0.02) | 0
RIK108X300X0.02 | Riken Stk 108, Precision Square Level | 108X300X0.02 | 0
RIK109X100X0.1 | Riken Precision Flat Level | Model: RK1091001 | 0
RIK109X150X0.02 | Riken Flat Level Stk No. 109, | 150mm x 0.02mm | 0
RIK109X150X0.1 | Riken Flat Level | Stk No. 109, Size: 150mm x 0.1mm | 0
RIK109X200X0.02 | Riken Flat Level Stk 109x200x0 |  | 0
RIK109X200X0.1 | Riken Flat Level Stk 109, | Size: 200mm x 0.1mm | 0
RIK109X250X0.02 | Riken Flat Level Stock No. 109 |  | 0
RIK109X300X0.02 | Riken Flat Level Stock No. 109 |  | 0
RIK400X200X40X8 | Riken Graduated Precision Flat Square | Size: 400 x 200 x 40 x 8mm stock no:131 | 0
RIKRDS2-100 | RIKEN L-SQUARE WITH BASE 100x70mm |  | 0
RIKRFL-1502 | Riken Flat Level |  | 0
RIKRSD1-100 | Riken Flat Square with Base |  | 0
RIKRSHF1000 | Riken Steel Straight Edge | Model: RSHF-1000 | 0
RIKRSHF-1500Y | Riken Hardened Straight Edge |  | 0
RIKRSHF200 | Riken Steel Straight Edge | Model: RSHF-200 | 0
RIKRSHF300 | Riken Steel Straight Edge | Model: RSHF-300 | 0
RIKRSHF500 | Riken Steel Straight Edge | Model: RSHF-500 | 0
RIKRSHF500Y | Riken Straight Edge Model: RSHF-500Y |  | 0
RIKRSHF-600 | Eisen EP Series PIN GAUGE, |  | 0
RIKRSL1002 | Riken Square Level, RSL-1002 |  | 0
RIKRSL-1502 | Riken Square Level |  | 0
RINGADAPTOR | Ring Adaptor for Light set |  | 0
RINGLAMPHOLDER | Ring Lamp Holder |  | 0
RIONVT04FREPAIR | REPAIR-RION VT-04F |  | 0
RIONVT-06ROTOR | ROTOR 1 FOR RION VT-06 |  | 0
RIOVA03 | RION VISCOMETER STAND VA-03 |  | 0
RIOVA04 | Rion Viscometer Stand Model: VA-04 |  | 0
RIOVA05B | RION AC ADAPTER MODEL: VA-05B |  | 0
RIOVT02S040 | Rion Rotor No. 1 (VT02S040) |  | 0
RIOVT03F | RION VISCOMETER VT-03F |  | 0
RIOVT04F | Rion Viscometer Model: VT-04F |  | 0
RIOVT06 | Rion Digital Viscometer Model: VT-06 |  | 0
RK-10 | Table Top Stand Model RK-10 |  | 0
RKCOVERXS901N | RUBBER KNOB COVER FOR XS901N |  | 0
RLRF253 | medical refrigerator and freezer |  | 0
R-M-5000-3540 | Renishaw Stylus tools |  | 0
R-M-5000-3593 | Renishaw M3 Extension L35 D4 mm |  | 0
R-M-5000-3647 | REPLACED BY 5004-7585 | RENISHAW M2 EXT L10 d3 SS | 0
R-M-5000-3648 | replaced by R-A-5004-7586 |  | 0
R-M-5000-3720 | Renishaw CMM Stylis Extension,90mm |  | 0
R-M-5000-3721 | Renishaw CMM Stylis Extension,60mm |  | 0
R-M-5000-4153 | "Renishaw M2 CYL D3SLVS L13 EWL4" |  | 0
R-M-5000-4163 | Renishaw M3-M2 EXT L5 SS,Stainless Steel |  | 0
R-M-5000-4164 | Renishaw M2-M3 Adaptor |  | 0
R-M-5000-7779 | (Replaced by A-5004-7611) |  | 0
RMB | RMB Data measurement |  | 0
RMS6000 | (trino) invertad metallugical microscope |  | 0
RMS6000ACCESSORIES | Accessories For RMS6000 |  | 0
RMSTAIN0.5% | Toluidine Blue, 0.5% Aqueous Soln | "RMStain" | 0
RMZ(ST502HAL) | RMZSTAND(ST502)HAL |  | 0
RMZ(ST502LED) | RMZSTAND(ST502)LED |  | 0
RMZ0745(ESD) | RMZ0745 Head (ESD) Complete with : E-ad |  | 0
RMZ0745B | microscope with pole stand (ST501) |  | 0
RMZ0745PCB | MAINBOARD FOR RMZ 0745 |  | 0
RMZ0745STAND | RMZ 0745 STAND |  | 0
RMZAUXLENS2X | AUXILIARY LENS 2X for RMZ0745 |  | 0
RMZB0745 | STEREOZOOM BINOCULAR MICROSCOPE | BRAND: RAX VISION, MODEL: RMZ745 | 0
RMZB0745+EARM+U3STAND | RMZB0745 HEAD + E-arm+ U3 boom stand |  | 0
RMZB0745+U4STAND | RMZB0745 with U4 boom stand |  | 0
RMZB0745BIL | RMZ745 DISSECTING MICROSCOPE | WITH BUILT IN LIGHTING STAND (ST-502) | 0
RMZB0745BIL(HAL) | RMZ745 DISSECTING MICROSCOPE (HALOGEN) | WITH BUILT IN LIGHTING STAND (ST-502) | 0
RMZB0745BIL(LED) | RMZ745 DISSECTING MICROSCOPE (LED) | WITH BUILT IN LIGHTING STAND (ST-502) | 0
RMZB0745HEADNOE | STEREOZOM BINOCULAR MICROSCOPE | MODEL:RMZ-B0745 | 0
RMZB1065BIL | STEREOZOOM BINOCULAR SCOPE RMZ-B1065 | WITH BUILT IN LIGHTING STAND | 0
RMZB1065HEAD | MICROSCOPE HEAD FOR RMZB1035 |  | 0
RMZBOTTLED | bottom LED for RMZB0745BIL(LED) |  | 0
RMZBULBSOCKET | Fluorescent bulb & socket for RMZ0745 |  | 0
RMZSTAND(ST502) | Microscope stand ST502 |  | 0
RMZSTAND(ST504) | STANDARD STAND(ST504)FOR RMZ |  | 0
RMZSTDRPNOCLIP | RMZ0745 Stand, rack & pinion | w/o clip | 0
RMZT0745 | RAX VISION, STEREOZOOM MICROSCOPE | MODEL: RMZ745 (TRINOCULAR) | 0
RMZT0745BIL | STEREOZOOM TRINOCULAR SCOPE RMZ-T0745 | WITH BUILT IN LIGHTING STAND | 0
RMZT0745BIL(LED) | RMZ745 DISSECTING MICROSCOPE (LED) |  | 0
RMZT0745CMOUNT | C-MOUNT FOR MICROSCOPE RMZT0745 |  | 0
RMZT0745WST502 | Model: RMZT0745 with ST502 stand |  | 0
RMZT1065 | STEREOZOOM TRINOCULAR MICROSCOPE | BRAND:RAX VISION, MODEL:RMZ1065(T) | 0
RMZT1065BIL | STEREOZOOM TRINOCULAR (halogen) |  | 0
RMZT1065BIL(HAL) | STEREOZOOM TRINOCULAR |  | 0
RMZT1065BIL(LED) | RMZT1065 WITH LED LIGHTING STAND |  | 0
RMZTOPLED | top LED for RMZB0745BIL(LED) |  | 0
RNTD30CN | TOHNICHI/JAPAN TORQUE DRIVER MODEL : | RNTD30CN TORQUE SETTING: 25oz-inch | 0
ROR | ROR MICROSCOPE LENS CLEANER (1oz) |  | 0
ROUNDBULB24V3W | Round Bulb 24V 3W |  | 0
ROUNDBULB6V15W | Round Bulb 6V 15W |  | 0
ROUNDFLAT150 | ROUND FLAT ANVIL ?50 |  | 0
ROUNDFLAT225 | ROUND FLAT ANVIL ?25 |  | 0
ROUNDGLASSJSZ6 | ROUND GLASS FOR JSZ 6 |  | 0
ROUNTER BITS | RHF 0.80 X 4.5MM |  | 0
RS-207-5 | Kori Counter RS-207-5 |  | 0
RS232 | DATA CABLE 9 PIN M-F 1.5M | (ALL LESO PPL USE) | 0
RS232ARF | RS232C CABLE FOR OUT PUT OF ARF |  | 0
RS232-CABLE | shimpo cable |  | 0
RS232TH210 | communicating cable(RS232) for TH210 |  | 0
RSK13SD5 | SHELF KIT COME WITH 48 BOX |  | 0
RSM6000 | INVERTED BIOLOGICAL MICROSCOPE | RSM-6000 | 0
RSMBEARM | E-ARM FOR RSM-B |  | 0
RSP116 | BIOLOGICAL MICROSCOPE | RSP-116 | 0
RTD60N | tohnichi torque screw drive model:RTD60N |  | 0
RUBBERSEAL | Rubber Seal for Door for oven FCH9246A |  | 0
RUBBERSEAL9246A | Door rubber seal (red color) | for Constance oven,model: FCH9246A | 0
RUBBERSEALUFC | RUBBER SEAL FOR UFC9108A (DOOR SEAL-RED) |  | 0
RUBBERSEALVC6050 | RUbber Seal Replacement for VC6050 |  | 0
RUBEL130 | ROUGHNESS COMPARATOR CHART |  | 0
RV10C240BOOSTER | RV-10C,240V withBooster len |  | 0
RV10CEB110 | ROUND MAGNIFIER LAMP 10X WITH | EB, RV-10C-EB,110V | 0
RV10CEB240 | ROUND MAGNIFIER LAMP 10X WITH | EB, RV-10C-EB,240V | 0
RV10CESD240 | ESD MAGNIFIER LAMP METAL | CHROMED 10X RV-10C-ESD, 240V | 0
RV10CMETAL240 | magnifier lamp rv-10c-metal 240V |  | 0
RV10CNS110 |  |  | 0
RV10CNS240 | Round Magnifier Lamp Non-Spring Type | Model:RV-10C-NS (10 Diopter) | 0
RV10DB240 | RV-10-DB 240V |  | 0
RV10DBEB110 | POLE MAGNIFYER LAMP 10X WITH | E/BALLAST RV-10DB-EB, 110V | 0
RV10DBEB240 | Desktop Round Magnifier Lamp, Pole Type | Model:RV-10-DB (10 Diopter) | 0
RV10DCEB110 | ROUND DESKTOP MAGNIFIER LAMP | (UNIVERSAL) + EB, RV-10DC-EB,110V | 0
RV10DCEB240 | ROUND DESKTOP MAGNIFIER LAMP | (UNIVERSAL) + EB, RV-10DC-EB, 240V | 0
RV10FBLACK240 | RV-10F-BLACK, 240V |  | 0
RV144LED | LED lighting,Model:RV-144-LED |  | 0
RV200H | 175MM DIA MAG LAMP RV-200H |  | 0
RV3C240 | ROUND MAGNIFIER LAMP 3X | (UNIVERSAL), RV-3C | 0
RV3CEB110 | ROUND MAGNIFIER LAMP 3X WITH | EB RV-3C-EB,110V | 0
RV3CEB240 | ROUND MAGNIFIER LAMP 3X WITH | EB, RV-3C-EB, 240V | 0
RV3CLED240 | LED MAGNIFIER LAMP | RV-3C-LED, 240V | 0
RV3CMETAL240 | MAGNIFIER LAMP METAL CASING 3X | RV-3C-METAL, 240V | 0
RV3CNS240 | Round Magnifier Lamp Non-Spring Type | Model : RV-3C-NS (3 Diopter) | 0
RV3CNSESD | ESD MAGNIFIER LAMP CHROMED NON | SPRING, RV-3C-NS-ESD, 240V | 0
RV3CNSESD240 | RV-3C-NS 240V WITH ESD |  | 0
RV3CNSMETAL240 | MAGNIFIER LAMP METAL CASING | RV-3C-NS-METAL, 240V | 0
RV3DB110 | magnifier lamp rv-3db-110v |  | 0
RV3DBEB110 | POLE MAGNIFYER LAMP 3X WITH | E/BALLAST RV-3DB-EB, 110V | 0
RV3DC240 | ROUND DESKTOP MAGNIFIER LAMP | (UNIVERSAL), RV-3DC 240V | 0
RV3DCEB110 | ROUND DESKTOP MAGNIFIER LAMP | (UNIVERSAL) + EB, RV-3DC-EB, 110V | 0
RV3DCEB240 | ROUND DESKTOP MAGNIFIER LAMP | (UNIVERSAL) + EB, RV-3DC-EB, 240V | 0
RV3FBLACK240 | RV-3F-BLACK, 240V |  | 0
RV3FESD240 | ESD MAGNIFIER LAMP 3X (GOOSENE | CHROME, RV-3F-ESD, 240V | 0
RV3NSLED240 | LED MAGNIFIER LAMP |  | 0
RV5CEB110 | ROUND MAGNIFIER LAMP 5X WITH | EB RV-5C-EB,110V | 0
RV5CEB110NOCLAMP | magnifier RV-5C-EB 110v W/O G clamp |  | 0
RV5CEB240 | ROUND MAGNIFIER LAMP 5X WITH | EB , RV-5C-EB,240V | 0
RV5CESD240 | ESD MAGNIFIER LAMP METAL | CHROMED 5X RV-5C-ESD, 240V | 0
RV5CMETAL | RV-5C-METAL, 240V |  | 0
RV5CNSMETAL240 |  |  | 0
RV5DB240 | POLE MAGNIFYER LAMP 5X | RV-5DB-EB, 240V | 0
RV5DBEB110 | POLE MAGNIFYER LAMP 5X WITH | E/BALLAST RV-5DB-EB, 110V | 0
RV5DBPARTS | HAND KNOBS, STEEL BLOCK, STEEL GRIPS | STEEL U BRACKETS | 0
RV5DCEB240 | ROUND DESKTOP MAGNIFIER LAMP | (UNIVERSAL) + EB,RV-5DC-EB, 240V | 0
RV8011NS240 | WORKING MAGNIFYING LAMP NS | RV-8011-3, 240V | 0
RV8C240 | ROUND MAGNIFIER LAMP 8X | (UNIVERSAL), RV-8C | 0
RV8CEB110 | ROUND MAGNIFIER LAMP 8X WITH | EB, RV-8C-EB,110V | 0
RV8CEB240 | ROUND MAGNIFIER LAMP 8X WITH | EB, RV-8C-EB, 240V | 0
RV8CNS240 | Round Magnifier Lamp Non-Spring Type | Model:RV-8C-NS (8 Diopter) | 0
RV8CNSEB110 | MAGNIFIER RV-8C-NS EB 110V |  | 0
RV8CNSMETAL240 |  |  | 0
RV8DB240 | magnifier lamp RV-8DB-240V |  | 0
RV8DBEB110 | POLE MAGNIFYER LAMP 8X WITH |  | 0
RV8DC240 | ROUND DESKTOP MAGNIFIER LAMP | (UNIVERSAL), RV-8DC, 240V | 0
RV8DCEB110 | ROUND DESKTOP MAGNIFIER LAMP | (UNIVERSAL) + EB, RV-8DC-EB,110V | 0
RV8DCEB240 | ROUND DESKTOP MAGNIFIER LAMP | (UNIVERSAL)+ EB, RV-8DC-EB, 240V | 0
RVCBODY | body for Magnifier RV-C type |  | 0
RVDBEBBODY | body for Magnifier RV-DBEB type |  | 0
RVMETALESD | MAGNIFIER RV-METAL-ESD |  | 0
RVS3C240 | SQUARE MAGNIFIER LAMP 3X | (UNIVERSAL), RVS-3C, 240V | 0
RVS3C240+G2CLAMP | SQUARE MAGNIFIER LAMP 3X (UNIV | +G2 BASE, RVS-3C +G2 CLAMP,240V | 0
RVS3CNS110 | SQUARE MAGNIFIER LAMP 3X |  | 0
RVS3DB240 | MAGNIFYER LAMP 3X | RVS-3DB-EB, 240 | 0
RVS53D | RVS5-3D 240V |  | 0
RVS5C110 | SQUARE MAGNIFIER LAMP 5X | (UNIVERSAL), RVS-5C, 110V | 0
RVS5C240 | SQUARE MAGNIFIER LAMP 5X | (UNIVERSAL), RVS-5C, 240V | 0
RVS5CN12 | accessory for magnifier RVS-C |  | 0
RVS5CN4 | accessory for magnifier RVS-D |  | 0
RVS5CNS110 | SQUARE MAGNIFIER LAMP 5X |  | 0
RVS5CNS240 | RVS-5C-NS, 240V |  | 0
RVS5DB110 | MAGNIFIER LAMP 5X , RVS-5DB, | 110V | 0
RVS5DB240 | MAGNIFYER LAMP 5X | RVS-5DB-EB, 240 | 0
RVSUV5C240 | SQUARE MAGNIFIER LAMP 5X | (UNIVERSAL),RVS-5C-UV,240V | 0
RVSUV9WBULB | UV-9W BULB FOR RVS |  | 0
RVXC240 | RV-XC, 240V MANIFIER |  | 0
RVXCEB110 | ROUND MAGNIFIER LAMP NO LENS WITH EB | RV-NO LENS-EB 110V | 0
RVXCEB240 | ROUND MAGNIFIER LAMP NO LENS WITH | EB, RV-NO LENS-EB, 240V | 0
RVXCESD240 | RV-XC-ESD 240V MAGNIFIER LAMP |  | 0
RVXCHEAD | MAGNIFIER LAMP HEAD, MODEL : RV-C |  | 0
RVXCMETAL240 | MAGNIFIER LAMP RV-NO LENS-C-METAL 240V |  | 0
RVXCNSEB240 | ROUND MAGNIFIER LAMP NO LEN (U | W/O SPRING), RV-NO LENS-NS-EB , 240V | 0
RVXDC240 | RV-XDC-240 MAGNIFIER LAMP |  | 0
RVXDCEB240 | ROUND DESKTOP MAGLAMP NO LENS | (UNIVERSAL)+EB RV-NO LEN-DC-EB 240V | 0
RX50 | Aikoh Digital Push Pull Gage Model: RX50 |  | 0
RZMBOTTOMLENS | BOTTOM LENS FOR RZM MICROSCOPE |  | 0
RZMHEAD | RZMHEAD |  | 0
RZMHEADNOE | RZM HEAD W/O EYEPIECE |  | 0
RZMHEADWITHEARM | RZM Head with E-arm + Articulating Arm V |  | 0
RZMNOE | RZM W/O EYEPIECE |  | 0
RZMRACK&PINION | RACK & PINION for RZM |  | 0
S/11/78 | osram dulux S/11/78 |  | 0
S01003 | Toptech diamond cutting machine oil | (1 box = 20 bottle ) | 0
S0303A01 | Top Tech Speedy epoxy resin |  | 0
S0303A01/S030301 | Speady epoxy resin |  | 0
S0303A0201 | High flow type epoxy resin |  | 0
S0520080800AG | Silicon Carbide Paper ?" (203mm | #800-plain backed-100p/box. made in US | 0
S0520081200 | Sandpaper,silicon carbide,200mm | 4000grit (100pcs/pkt) | 0
S060101 | Abrasive Cloth-nylon Diameter:200mm | Packing : 10pcs/pkg | 0
S060202 | Abrasive Cloth-Micro Pad Diameter:250mm | Packing : 10pcs/pkg | 0
S10220146 | BOD EVO Sensor System 6 | BRAND:VELP, MODEL:S10220146 | 0
S1POSISOFT | POSISOFT SOFTWARE |  | 0
S30100190 | DKL12 Digster system |  | 0
S4 | digital imaging camera |  | 0
S560NIKONCOOLPIX | Nikon Coolpix S560 |  | 0
S7/860 | OSRAM DULUX S7/860 |  | 0
S78 | OSRAM DULUX S78 11 WATTS G23 |  | 0
SA20500411 | VELP AREX DIGITAL SYSTEM +PROBE |  | 0
SA7542 | SATO THERMOHYGROMETER HIGHTEST II |  | 0
SANDER | ESD SANDER |  | 0
SANKGPA | SANKO PROBE FOR PAPER KG-PA |  | 0
SANKOMR-200II | Sanko Moisture Meter Model: MR-200II |  | 0
SANKOPROBEKG-PA | SSanko Moisture Meter Probe Model: KG-PA |  | 0
SANMR200 | SANKO MOISTURE METER MR-200 |  | 0
SAT7210-00 | Sato Thermohygrometer Meter 7210-00 |  | 0
SAT721100 | SATO 7211-00 |  | 0
SATNS2-Q | SATO Sigma NS2-Q |  | 0
SATO7542-00 | Sato Hygrometer Model: 7542-00 |  | 0
SBD030 | Dome Lid, SUS, for WSB-30 |  | 0
SCALE | ANALOG WEIGHING SCALE |  | 0
SCALEIND | SCALE INDICATOR |  | 0
SCVBS10.8MMX1M | Voyager videoscope SKU : SCVBS Length 1e |  | 0
SE3 | Renishaw Extension , Stainless Steel | Part No.SE-3 | 0
SE300 | Center SE-300 (RS-232 Cable) |  | 0
SE600 | Combination probe, Model:SE600 |  | 0
SEA0117 | White 200 Plain |  | 0
SEA0118 | Red 230 Plain |  | 0
SEA0119 | Baby Blue 450 Plain |  | 0
SEA0120 | PINK ( 211C ) |  | 0
SEA0121 | PURPLE |  | 0
SEA0122 | Lime Green 471 |  | 0
SEA0123 | ORANGE |  | 0
SEA0124 | YELLOW |  | 0
SEA0126 | Round Standard Green Plain |  | 0
SEA0130 | FACES WHITE S13 |  | 0
SEA0131 | Faces Red S1 |  | 0
SEA0132 | Faces Blue S3 |  | 0
SEA0134 | PURPLE (S15 )FACE |  | 0
SEA0135 | Faces Green S7 |  | 0
SEA0137 | FACES YELLOW S2 |  | 0
SEA0138 | WHITE PARTY |  | 0
SEA0139 | RED PARTY S1 |  | 0
SEA0140 | BLUE (298C) PARTY |  | 0
SEA0141 | PINK (211C) PARTY |  | 0
SEA0142 | PURPLE PARTY |  | 0
SEA0143 | GREEN PARTY |  | 0
SEA0144 | ORANGE PARTY |  | 0
SEA0145 | PARTY TIME YELLOW 02 |  | 0
SEA0154 | GREEN HAPPY BRITHDAY |  | 0
SEA0155 | RED HAPPY BRITHDAY |  | 0
SEA0156 | YELLOW HAPPY BRITHDAY |  | 0
SEA0157 | PURPLE HAPPY BRITHDAY |  | 0
SEA0158 | ORANGE HAPPY BRITHDAY |  | 0
SEA0160 | STANDARD GREEN PLAIN |  | 0
SEA0279 | STAR WHITE |  | 0
SEA0304 | DARK BLUE |  | 0
SEA0320 | AQUA PLAIN |  | 0
SEA0321 | Pink Girlie S12 |  | 0
SEA0362 | Orange 220 Pumpkin |  | 0
SEA0482 | LEOPARD PRINT YELLOW |  | 0
SEA0483 | LEOPARD PRINT PURPLE |  | 0
SEA0484 | ZEBRA PRINT WHITE |  | 0
SEA0485 | FACES HOT PINK |  | 0
SEA0487 | FACES WHITE |  | 0
SEA0488 | FACES GREEN |  | 0
SEA0491 | LAVENDER STARS PURPLE S15 |  | 0
SEA0506 | Fashion lime Green Plain |  | 0
SEA0587 | YELLOW SCREAM |  | 0
SEA0588 | YELLOW NERD |  | 0
SEA0589 | YELLOW LOVE |  | 0
SEA0590 | YELLOW HAPPY |  | 0
SEA0591 | YELLOW CONFUSED |  | 0
SEA0604 | GREEN POLKADOT |  | 0
SEA0605 | PINK POLKADOT |  | 0
SEA0606 | PURPLE POLKADOT |  | 0
SEA0714 | White 200 Ghost |  | 0
SEA0824 | Happy New Year 2013/4 Green |  | 0
SEA0825 | Happy New Year 2013/4 Orange |  | 0
SEA0826 | Happy New Year 2013/4 Purple |  | 0
SEA0827 | Happy New Year 2013/4 Pink |  | 0
SEA0828 | Happy New Year 2013/4 Blue |  | 0
SEA0876 | BABY BLUE STARS S13 |  | 0
SEA0877 | FUCHSIA STARS S12 |  | 0
SEA1278 | Punch Ball |  | 0
SEA1281 | Punch Ball Party Blue |  | 0
SEA2000 | WHITE PLAIN |  | 0
SEA304 | Dark Blue |  | 0
SEA320 | Aqua Plain |  | 0
SEA4550 | AQUA PLAIN |  | 0
SEADA12VDCFAN | SEADA 12V DC FAN |  | 0
SEAE160 | Round b90 Standard Green Plain |  | 0
SEB3104H | Processor 4CH H.264 DVR |  | 0
SEKST50 | Model: ST-50 Sekonic | Thermohydrograph | 0
SENSOR+CABLE | HUMIDITY SENSOR WITH CABLE FOR CT SERIES |  | 0
SERVICEFGN24 | TO SERVICE & REPAIR : FGN-24 |  | 0
SFS100 | SFS-100 Conductive Rubber probes |  | 0
SG HYDROMETER | Specific Cavity Hydrometer | Model :10/550/0 | 0
SGISGB-0.5 | Individual steel Gauge Block Grade 1 | size : 0.50mm | 0
SGISGB-125 | Individual steel Gauge Block Grade 1 | size : 1.25mm | 0
SGISGB-145 | Individual steel Gauge Block Grade 1 | size : 1.45mm | 0
SGISGB-4.00 | Individual steel Gauge Block Grade 1 | size : 4.00mm | 0
SH#088-52088-31 | USB PRINTER CABLE USBCB2 |  | 0
SH#088-58907-04 | THERMAL PAPER (10 ROLLS/SET) |  | 0
SH100CELY | SH-100 CELY |  | 0
SH1332B | vibration meter, Brand : SHOWA |  | 0
S-H-CARBONATE | Sodium Hydrogencarbonate 1kg |  | 0
SHI#062-65005 | WI LAMP TUNGSTEN FOR UV SPECTROPHOTOMETR |  | 0
SHI#062-65055-05 | DEUTERIUM LAMP FOR UV1800 |  | 0
SHI#200-66501 | MICRO CELL 10MM FOR UV-1800 |  | 0
SHIMADAPTOR110V | adaptor 110v (2 pin ) for shimadzu |  | 0
SHINWA101A | SHINWA STEEL RULER WITH JIS STANDARD | RANGE : 150MM | 0
SHINWA101C | SHINWA STAINLESS STEEL RULES300mm | MODEL : 101C | 0
SHINWA101E | SHINWA STEEL RULER 600mm X 30 X 1.2 |  | 0
SHINWA101F | SHINWA STEEL RULER 1000mm X 35 X 1.5 |  | 0
SHINWA13021 | Eisen EP Series PIN GAUGE, |  | 0
SHINWA13048 | Eisen EP Series PIN GAUGE, |  | 0
SHOEM7 | ESD SHOE (SIZE : M7) |  | 0
SHORTDIAIND | SHORT DIAMOND INDENTER |  | 0
SHORTDIAINDTH | SHORT DIAMOND INDENTER FOR TH300 / TH301 |  | 0
SHR0613706D | 6MM H55-CO ST/SH 4FL ENDWILL 57MM |  | 0
SHR0613708F | 8MM H55-CO ST/SH 4FL ENDWILL 69MM |  | 0
SHR0613710G | 10MM H55-CO ST/SH 4FL ENDWILL 72MM |  | 0
SHR0613712H | 12MM H55-CO ST/SH 4FL ENDWILL 83MM |  | 0
SILICAGEL | Silica Gel with Desicant 1kg |  | 0
SIM-417119100 | FLASK CONICAL 100ML, NARROW NECK | BOROSILICATE GLASS,GRADUATED "SIMAX" | 0
SIM-431621044 | FLASK VOLUMETRIC, 1L CLASS A | WITH PLASTIC STOPPER " SIMAX" | 0
SIM432141238 | cylinder, measuring, 250x2.0ml | hexagonal base, tall form simax | 0
SIM432141444 | cylinder, measuring, 1000ml | hexagonal base, tall form simax | 0
SIMPLIMET1000 | BUEHLER AUTOMATIC MOUNTING MACHINE |  | 0
SK 12.99 | Brand : Hettich, Cat no. :SK 12. | Foot | 0
SK 127/8 | Brand : Hettich, Cat no. :SK 127 | Uhr auf 15min. Umbausatz | 0
SK 36.95 | Brand : Hettich, Cat no. :SK 36. | Modification kit for | 0
SK 66.97 | Brand : Hettich, Cat no. :SK 66. | Modification kit for control | 0
SK MC-203-25H | SK Hub Micrometer | Model: MC-203-25H | 0
SK01110-6 | SK Level Mate (SK01110-6) |  | 0
SK05.09 | Entire Insert(Test-Pad Holding | unit with adapter) Brand : Hettich | 0
SK10.07-17 | SK10.07-17 | Brand : Hettich | 0
SK10.07-18 | SK10.07-18 | Brand : Hettich | 0
SK10.07-2 | SK10.07-2 | Brand : Hettich | 0
SK10KGX50G | ANALOG WEIGHING SCALE (Flat Pan) | Brand : SK, LOCAL MADE Cap: 10kg x50g | 0
SK11.07 | SK11.07 | Brand : Hettich | 0
SK270A | SK TAPER GAUGE 270A |  | 0
SK3.038 | SK Ind Pin Gage Size:3.038mm | Tol:0/+0.001mm | 0
SK30 | SK PROTRACTOR 30 |  | 0
SK34.06 | for the large tube: |  | 0
SK37.04 | for the middle sized tube |  | 0
SK675018 | SK Level Meter, Model: LM-90 |  | 0
SK710C | SK Taper Gage Model: SK-710C |  | 0
SKAA3A | pin gauge 3.0-3.5 (51 pcs) |  | 0
SKCD1-160 | SK Dial Bore Gage Set Model: CD1-160 |  | 0
SKCMG-10 | SK Chamfer Gage Model: CMG-10 |  | 0
SKIL3220 | Skil Cut Off Machine 14" |  | 0
SKIM-20R | SK Telescopic Mirror |  | 0
SKKB-10X | Otsuka Magnifier Model: SKK-B (10X) | AC230V/SE-TYPE PLUG | 0
SKKF-10X | OTSUKA Iluminated Magnifier | SKK-F 10X (BF plug/AC230V) | 0
SKMD6085 | LAICA INFRARED FOREHEAD THERMO |  | 0
SKMDC23325FB | SK Digimatic Depth Micrometer | Mdl: MDC233-25FB | 0
SKOC600MM | SK Outside Caliper Model: OC-600MM |  | 0
SKPRT15 | SK Protractor Model: PRT-15 |  | 0
SKPRT19 | SK Protractor No. 19 Model: PRT-19 |  | 0
SKTPG700A | SK Taper Gage No. TPG-700A |  | 0
SKVH-30 | SK Vernier Ht Gage Model: VH-30 |  | 0
SKWGU8M | SK Welding Gage Model: WGU-8M |  | 0
SL4010 | Lutron Sound Level Model : SL-4010 |  | 0
SLIDECOVER | slide cover for microscope | size: 22X 22mm | 0
SLIMDIAIND | SLIM DIAMOND INDENTER |  | 0
SM101 | PH METER |  | 0
SM102 | Smart pH/篊 meter |  | 0
SM110 | SCALE INDICATOR MODEL:SM110 |  | 0
SM110+RS232 | DACELL INDICATOR MODEL: SM110 with RS232 |  | 0
SM301 | MILWAUKEE TDS METER |  | 0
SM600 | Milwaukee Dissolved Oxygen Meter |  | 0
SM700 | LUX METER |  | 0
SM802 | MILWAUKEE PH/EC TDS METER |  | 0
SMALLVEEANVIL | SMALL VEE ANVIL |  | 0
SMD | SMD REWORK STATION CF850K |  | 0
SMHS-3 | Witeg Systematic Multi Hotplate Stirrer. |  | 0
SMK101 | SHIMADZU, DENSITY KIT (SMK-101) |  | 0
SMK102 | Shimadzu Density Kit |  | 0
SMK301 | DENSITY KIT FOR AUX320 |  | 0
SMK401 | DENSITY KIT |  | 0
SMOKEABSORBER | SMOKE ABSORBER QUICK 493MS |  | 0
SMZ0755 | STEREO MICROSCOPE | SMZ-0755 | 0
SMZ850 | STEREO MICROSCOPE SMZ850 |  | 0
SMZ850T | STEREO MICROSCOPE smz850 (TRINO) |  | 0
SMZTILT | SMZ parallel optics zoom stereo scope |  | 0
SMZTILTBASE | SMZ scope Base without Rack & Pinion |  | 0
SMZU | STEREO MICROSCOPE | SMZ-U | 0
SMZUI | SMZ-UI microsocpe |  | 0
SOC155.0510 | SOCOREX Syringe, Glass, Luer Lock | Metal Nozzle, 10ml, 3pcs/pk | 0
SOC155.0520 | Syringe All Glass, 20ML, Luer Lock | Brand: Socorex, 2pc/pk | 0
SOC371.1250 | Syringe Needle, 18GX2", Luer Lock | Brand: Socorex, 12pcs/pk | 0
SOCKET BIT: 3MM | Socket Bit: 3mm |  | 0
SOCKET BIT: 4MM | Socket Bit: 4mm |  | 0
SODIUM NITRATE | Sodium Nitrate 500g |  | 0
SOFTRS232CEN309 | Software & RS-232 Interface Cable for | CENTER 309 | 0
SOFTRS232CEN313 | software & RS-232 cable for center 313 |  | 0
SOFTRS232CEN321 | TestLink SE-322 (for Center 321, 322) | Software?燫S-232營nterface燾able | 0
SOFTWARETR200 | Software for TR200 |  | 0
SOFTWARETV300 | software + cable for tv300 |  | 0
SOFTWAREY100DCA2 | SOFTWARE, cable (1m), dongle-pen drive | (software license) for Y100DCA2 | 0
SOM303E | 303E Detachable Gun Type Bores | Camera Probe | 0
SOM305B | 305B Gun Type Carmera Probe | W/Standard Lens | 0
SOMDIGCAPUSB | Digital Capture XP(USB2.0) |  | 0
SOMFOOTSW | Foot Switch Basic New |  | 0
SOMICSHALOGEN | ICS Halogen Light Source |  | 0
SOMSV35 | SV-35 Stage View for Gun type |  | 0
SOMU304HA | U304HA - KIT PI02U47001 6?, 1 |  | 0
SOMU304MB | U304MB - KIT 4? , 228mm |  | 0
SOMX100DELCAP | X100 Delivery Cap |  | 0
SOMX300DELCAP | X300 Delivery Cap |  | 0
SOMX300LENS | X300 Lens |  | 0
SOMX600LENS | 600X LENS FOR ICS-305B |  | 0
SP06-209-1 | Contact Point |  | 0
SP306951 | Surface Roughness Comparator | Brand: SPI Model: SP-30-695-1 | 0
SP310NX46 | MANUAL TORQUE WRENCH |  | 0
SP4530 | China Granite Surface Plate Model:SP4530 |  | 0
SP-7210-62EU | EUROPE CHART PAPER(-10 to 50c) |  | 0
SPACEMAKERARM | SPACEMAKER SCOPE ARM |  | 0
SPACERFORHEIGHTGAUGE | Spacer For Height Gauge |  | 0
SPATULAMICRO | Spatula Micro 100x5mm |  | 0
SPATULLA | Spatulla 210mm , Whyteg , Germany |  | 0
SPC150 | Spatula, One end spoon, one end flat, | 150mm stainless steel | 0
SP-F51079 | PEN CARTRIGE SP-F51079 BLUE | 5PCS/PACK | 0
SPH72 | Stylus SPH-72 |  | 0
SP-HE0140010 | SEKONIC CHART PAPER FOR ST-50 | MODEL : HE0140010(HE12) | 0
SP-NS307 | EUROPE CHART PAPER (-15 TO 40) | Brand:SATO Model:SP-NS307 | 0
SPRAYBOTTLE50ML | Spray Bottle 50mL Plastic |  | 0
SPRINGLOCK | SPRING LOCK FOR YATO TROOLY |  | 0
SPRINGSCALE | spring scale 50kg x 200g |  | 0
SPRINGSCALE30KG | SPRING SCALE 30 KG | BRAND : KAIN CHUNG | 0
SPS4545 | granite surface plate stand |  | 0
SR-500 | Thinky Solder Mixer |  | 0
SR7.10.07 | Global classic SR 7.10.07 |  | 0
SRM110 | Surface Resitivity Meter |  | 0
SRP275AG | Samsung Bixolon Printer |  | 0
SRRINGSCALE30KG | SPRING SCALE 30 KG | BRAND :KAIN CHUNG | 0
SST6 | Temperature Curve Analyzer |  | 0
SSZ60B | STEREOZOOM BINOCULAR | MICROSCOPE SSZ-60B | 0
SSZCCDCOUPLER | SSZ C-MOUNT COUPLING (ROUND HO |  | 0
SSZDIOPTERRING | DIOPTER RING FOR SSZ |  | 0
SSZEARM | E-ARM FOR SSZ |  | 0
SSZRACKPINION | RACK & PINION FOR SSZ-B |  | 0
SSZT | STEREOZOOM TRINOCULAR | MICROSCOPE SSZ-T | 0
SSZTHEAD | HEAD OF STEREOZOOM | TRINOCULAR MICROSCOPE SSZ-T | 0
SSZTS | STEREOZOOM TRINOCULAR | MICROSCOPE SSZ-TS | 0
ST;200 | mister stir overhead stirrer |  | 0
ST-50A | DIGITAL HYGRO-THERMOGRAPH, ST-50A | BRAND: SEKONIC (JAPAN) | 0
ST50AADAPTER | adapter for ST-50A |  | 0
ST50AMAINBOARD | Main Board for ST-50A |  | 0
ST60BOTTOMCOVER | ST60 BOTTOM COVER |  | 0
ST60EYE20X | 20x eyepice for Microscope ST60 |  | 0
ST60HEADEARM | ST-60 head with E-Arm |  | 0
ST60STAND | ST-60 STAND |  | 0
ST60WPSTAND | ST-60-P WITH PLAIN STAND | W/O LIGHTING SYSTEM | 0
ST660 | INFRARED THERMOMETER (-50 TO 999C ) |  | 0
ST677 | Sentry Infrared Thermometer | Model: ST677 Range: -32 to 1650 DegC | 0
STA#RM-HG | Starna Holmium Glass Filter (RM-HG) |  | 0
STA#T1-Q-10 | UV CIVETTE STARNA QUARTZ 10MM -2PCS/PACK |  | 0
STA#T1-Q-20 | UV CIVETTE STARNA QUARTZ 20MM -2PCS/PACK |  | 0
STA#T1-Q-50 | UV CIVETTE STARNA QUARTZ 50MM -2PCS/PACK |  | 0
STAGE1510DC3000 | STAGE 150X100MM WITH DC3000 |  | 0
STAGE3020DC3000 | STAGE 300X200MM WITH DC3000 |  | 0
STAGEMIC0-0.1" | STAGE MICROMETER 0-0.1 INCHES:100X0.001" |  | 0
STAGEMIC0-10MM | STAGE MICROMETER 0-10MM: 100X0.1MM(cross |  | 0
STAGEMIC0-1MM | STAGE MICROMETER 0-1MM: 100X0.01MM(cross |  | 0
STAND12"X12" | wide base heavy stand |  | 0
STAND250X400X700 | custom made plate stand 250x400x700mm |  | 0
STAND600X600X100 | stand for granite size 600x600x100mm |  | 0
STAND8MMX14"X18" | wide base heavy stand |  | 0
STANDHOLDER | holder for comparator stand |  | 0
STARTORXBIT | STAR TORX BIT SIZE:4 *50mmL |  | 0
STB75X75X125MM | stainless steel block 75x75x125mm |  | 0
STDBOX1KG | BOX FOR STANDARD WEIGHT 1 KG |  | 0
STDBOX500G | STD WEIGHT EMPTY BOX-500G |  | 0
STDBOX50G | STD WEIGHT EMPTY BOX-50G |  | 0
STDBOX5KG | BOX FOR F1 5KG |  | 0
STDWBOX5KG | wooden box for std weight (hook type ) | 5kg | 0
STEELBOXSTD2KG1G | STAINLESSSTEEL BOX FOR STD WEIGHT (F2ST) |  | 0
STICKER | Sticker 10mm x 65mm |  | 0
STICKER43X57 | STICKER FOR ULP(ACCUTEC PRINTER) |  | 0
STICKER70X90MM | blank apwgr sticker |  | 0
STICKERDIBAL | Dibal Scale Sticker 59 x 60mm |  | 0
SUPERNITRILEGLOVE | Super Nitrile Glove Model RNF15 |  | 0
SUPRINGHZ12.5-17 | Support ring ,HZ12.5-17 |  | 0
SUPRINGHZ16.5-30 | Support ring , HZ16.5-30 |  | 0
SUPRINGUN | Support ring , type UN |  | 0
SUPRINGZ14.5-30 | Support ring , Z14.5-30 |  | 0
SUPRINGZ25-50 | Support ring, Z25-50 |  | 0
SV55 | I-cam Stand, Model : SV 55 |  | 0
SW100 | STOP WATCH Brand: Martin |  | 0
SW602-60 | Rubber Stopper Solid 45x51mm (NO.45) | Cope | 0
SWA 0.01 X 1 | SWAN PISTON FEELER GAGE SIZE | 0.01 X 1 METER | 0
SWA 0.06 X 1 | SWAN PISTON FEELER GAGE SIZE | 0.06 X 1 METER | 0
SWA 0.08 X 1 | SWAN PISTON FEELER GAGE SIZE | 0.08 X 1 METER | 0
SWA 0.09 X 1 | SWAN PISTON FEELER GAGE SIZE | 0.09 X 1 METER | 0
SWA0.01X5 | SWAN PISTON FEELER GAGE SIZE | 0.01 X 5 METER | 0
SWA0.02x1 | Swan Piston Feeler Gage Size: | 0.02x1meter | 0
SWA0.13X75MM | Swan Thickness Gage, Round Edge, L=75mm | Size: 0.13mm | 0
SWA0.14X75MM | Swan Thickness Gage, Round Edge, L=75mm | Size: 0.14mm | 0
SWA0.15X75MM | Swan Thickness Gage, Round Edge, L=75mm | Size: 0.15mm | 0
SWA0.16X75MM | Swan Thickness Gage, Round Edge, L=75mm | Size: 0.16mm | 0
SWA0.19X75MM | Swan Thickness Gage, Round Edge, L=75mm | Size: 0.19mm | 0
SWA0.1X1 | pls refer to code : SWA0.10X1 | 0.1mm x 1 meter | 0
SWA0.20x1 | Swan Piston Feeler Gage Size: | 0.2mm x 1 meter | 0
SWA0.21X75MM | Swan Thickness Gage, Round Edge, L=75mm | Size: 0.21mm | 0
SWA0.22X75MM | Swan Thickness Gage, Round Edge, L=75mm | Size: 0.22mm | 0
SWA0.2X12.7X1M | Swan Piston Feeler Gage 0.2X12.7x1M |  | 0
SWA0.4X1 | Swan Piston Feeler Gage Size: | 0.4mm x 1 meter | 0
SWA0.5X12.7X1 | SWAN PISTON FEELER GAUGE 0.5MX12.7MMX1M |  | 0
SWA0.5X12.7X1M | Swan Piston Feeler Gage 0.5X12.7x1M |  | 0
SWA1.0X1 | Swan Piston Feeler Gage (1 meter) | Size: 1mmX1M | 0
SWA1.5X1 | Swan Piston Feeler Gage (1 meter) | Size: 1.5mmX1M | 0
SWA1.5X12.7X1 | Swan Piston Feeler Gage Size: 1.50mm | 1.5X12.7X1M | 0
SWA1.7X1 | Swan Piston Feeler Gage Length:1mx12.7mm | Size: 1.7mm | 0
SWA1.8X1 | Swan Piston Feeler Gage 12.7mm x 1 meter | Size: 1.80mm | 0
SWA100MH | Swan Piston Feeler Gage Model: 100MH |  | 0
SWA100MX | Swan Thickness Gage Model: 100MX |  | 0
SWA100MZ | BRAND : SWAN | MODEL: 100MZ | 0
SWA150MH | Swan Thickness Gage Model: 150MH |  | 0
SWA150ML | Swan Thickness Gage (Model: 15 |  | 0
SWA150MX | Swan Thickness Gage Model: 150MX |  | 0
SWA150MY | Swan Thickness Gage Model: 150MY |  | 0
SWA150MZ | SWAN FEELER GAUGE 150MZ |  | 0
SWA1X12.7X1 | SWAN PISTON FEELER GAUGE 1MX12.7MMX1M |  | 0
SWA2.0X1 | Swan Piston Feeler Gage | Size: 2.0mm x 1 meter | 0
SWA2X1 | Swan Piston Feeler Gage 12.7 x 1 meter | 2mm | 0
SWABAL1.0-1.7 | SWAN BALL GAUGE, Size: 1.0 ?1.70mm | STEP : 0.1 / 8pcs | 0
SWABAL1.0-3.6 | SWAN BALL GAGE, SIZE: 1.0~3.6MM | STEP: 0.2MM | 0
SWABAL1.8-6.0 | SWAN BALL GAUGE, Size: 1.8 ?6.00mm | STEP : 0.1 / 43pcs | 0
SWANBALLGAGE | Swan Ball Gage 2-8mm , Step: 0.2mm. | 31pcs per set | 0
SWANC1-2010 | SWAN DANSA GAUGE |  | 0
SWSI101 | SI 101 SOFTWARE |  | 0
SWSI102 | SI 102 SOFTWARE |  | 0
SXS506 |  |  | 0
SY1 | SY-1 MICROEYEPIECE |  | 0
SY220V | FLUORESCENT RING LIGHT SY220V |  | 0
SymbolScaner | Symbol Scaner |  | 0
SYMBOLSCANNER | SYMBOL SCANNER |  | 0
SYSTEMINTEGRATE | SYSTEM INTEGRATE FOR VIBRATION AND SOUND | TEST SYSTEM FOR POWER STEERING | 0
SZ45WFEYEADJ | wide field adjustable dioptor | for sz45n | 0
SZ61 | microscope with LED ring |  | 0
SZCCDCOUPLER | CCD Coupling Olympus Equi SZCT |  | 0
SZEYE20X/12mm | SZ EYEPIECE 20X/12mm |  | 0
T04 | PCB BOARD FOR BSC INDICATOR |  | 0
T05 | M3G4-1000S |  | 0
T09 | CM-K200 |  | 0
T-101-2-00 | YOKOGAWA, TENSION METER RANGE : 0-2 N |  | 0
T1015010 | Yokogawa Tension Meter Model:T-101-50-10 |  | 0
T1200X600X1140MM | TABLE 1200X600X1140MM ADJUSTMENT : +30MM |  | 0
T1200X600X950MM | TABLE 1200X600X950MM ADJUSTMENT : +30MM |  | 0
T14 | SM110 |  | 0
T16 | NOSEPIECE |  | 0
T1-Q-10 | Starna?Quartz Cell, 10mm pathlength (2) |  | 0
T25 | MF601 HIGH SPEC |  | 0
T30 | WR204A |  | 0
T35 | ML30 CONDENSING LENS FOR M3G4-1000S |  | 0
T36 | PEACOCK G |  | 0
T37 | ASAHI 150ML |  | 0
T39 | EL-1 |  | 0
T41 | EL-2 |  | 0
T42 | PCB BOARD FOR RMZ0745B |  | 0
T48 | REPLACEMENT Y100 |  | 0
T49 | URA LOADCELL |  | 0
T63E | tachometer |  | 0
T75 | MILWAUKEE WATERPROOF TDS TESTER | MODEL: T75 | 0
T76 | MILWAUKEE WATERPROOF TDS TESTER | MODEL: T76 | 0
T7X50MM | TORQUE BIT T7 X 50MM |  | 0
T8204V/DVR | T8204V/DVR |  | 0
T9904169 | elcometer calibration foil |  | 0
T9904170 | elcometer calibration foil |  | 0
TABLE-0002 | TABLE (165X71X68CM) |  | 0
TABLE30X48X38X2 | 4' Heavy Duty Table(30'x48"x30") |  | 0
TABLE30X72X30 | Heavy Duty Table (30"X72"X30" |  | 0
TABLE30X72X30X5L | 6' Heavy Duty Table | (30"X72"X30"X2"X5L) | 0
TABLE30X78X30 | Heavy Duty Table (30"X78"X30" |  | 0
T-ALLENKEY | t-alen key |  | 0
TAMRON16MM | TAMRON LENSE 16MM 1:14 |  | 0
TAMRON2XEXTENDER | Tamron 2x extender lens |  | 0
TAMRON50MM | TAMRON LENSE 50MM 1:1.8 |  | 0
TAMRON75MM | TAMRON LENSE 75MM 1:14 |  | 0
TAMRONEXTENDER | TAMRON OR JAPAN EXTENDER TUBE |  | 0
TAMRONF14/8MM | goyo lens f1, 4/8mm |  | 0
TANITAKD200-500 | TANITA ELECTRONIC PORTABLE SCALE 5KGX5G |  | 0
TAPERPLUG2" | taper plug 2" |  | 0
TASTSM724 | Tasco Glossmeter Model: TSM-724 |  | 0
TB1CLBTN | CALIBRATION TEST BLOCK |  | 0
TCHLORINEREAGENT | total chlorine reagents 100 test |  | 0
TD25100 | TD25-100 |  | 0
TDSTESTERLOW | TDS TESTER LOW |  | 0
TDT06T | Programmable Tablet Dissolution Tester | TDT-06T | 0
TE65 | TE65 HV test probe for 500VA MG and XS s | with 5 Meter cable lenght | 0
TE81-XS | SEFELEC 2 wire remote control probe | (New replacement for SXS506) | 0
TE81XS5 |  |  | 0
TECDMD211 | Teclock Dial Thickness Gage Model: | DMD-211 | 0
TECDT300G | Teclock Gram Gage Model: DT-300G |  | 0
TECGS701G | Teclock Rubber Hardness Tester,GS-701G | SRIS (Soft Rubber) | 0
TECGS702G | Teclock Rubber Hardness Tester,GS-702G | Type D (Plastic Type Rubber) | 0
TECGS706G | Teclock Rubber Hardness Tester,GS-706G | Type A (General Rubber) | 0
TECGS709G | Teclock Rubber Hardness Tester,GS-709G | Type A (Hardened Rubber) | 0
TECGS710 | Teclock Durometer Stand GS-710 |  | 0
TECGS719 | Teclock Rubber Hardness Tester/Durometer |  | 0
TECGS719L | Teclock Durometer Model: GS-719L |  | 0
TECGS754G | Teclock Durometer Type 0 Model: GS-754G |  | 0
TECKM131 | Teclock Dial Indicator Model: KM-131 |  | 0
TEC-LT358 | TECLOCK DIAL TEST INDICATOR LT |  | 0
TECPEL530 | TECPEL 530 LIGHT METER(LUX) | ATTACHED WITH SOFT CARRYING CASE | 0
TECPELTMM590 | TECPEL wood moisture meter Model:TMM-590 |  | 0
TECSD-0205N | Teclock Digital Counter |  | 0
TECSM112 | Teclock Dial Thickness Gage Model:SM-112 |  | 0
TECTM110 | TECLOCK Dial gage TM-110 |  | 0
TECZY046 | Teclock Durometer wt ZY-046 |  | 0
TECZY107 | Teclock Durometer Test Block, | Model: ZY-107 | 0
TECZY108 | Teclock Standard Block ZY-108 |  | 0
TECZY109 | Teclock Standard Block ZY-109 |  | 0
TENSILE GRIPS | 1kN Henry Scott Type Grips (Upper and L |  | 0
TES00510123 | Tesa Dept Caliper with Vernier Reading |  | 0
TES00510385 | Grooves Cal 26-200 0.05mm | TESA-00510385 | 0
TES00510522 | CALIPER 300-0.05MM | TESA-00510522 | 0
TES00530091 | Tesa Shopcal 150mm |  | 0
TES00530300 | TESA Caliper IP 67 | TESA-00530300 | 0
TES00530301 | Dig Caliper IP67 0-15 (W/Thumb Roller) | TESA-00530301 | 0
TES00530311 | TESA-CAL 150MM RS-232 |  | 0
TES00590054 | Interapid capa u system |  | 0
TES00730033 | Tesa Micro-Hite 350 |  | 0
TES00730035 | MICRO-HITE 900 |  | 0
TES00730043 | TESA-HITE 400 Height Gauge |  | 0
TES00730047 | TESA Hite Magna 400mm | TESA-00730047 | 0
TES00730058 | TESA HITE PLUS M 700 + PRINTER |  | 0
TES00730059 | Tesa-Hite Magna 700 Height Gauge |  | 0
TES00730064 | SET MICRO-HITE PLUS M 600 | TESA-00730064 | 0
TES00760061 | Measuring Insert with a 3mm dia | carbide ball tip | 0
TES00760066 | TESA Barrel-Shaped probe TC.2.2mm |  | 0
TES00760087 | PROBE FIXING ARM |  | 0
TES00760096 | Holder |  | 0
TES00760148 | FULL SET OF ACCESSORIES |  | 0
TES00760163 | Tesa Power Panel |  | 0
TES00760175 | Probe Insert Set Order No : 00760175 |  | 0
TES00760177 | SPECIAL PROBE HOLDER TH/MH |  | 0
TES00760179 | PROBE W. CYLINDRICAL STEEL PIN |  | 0
TES00760180 |  |  | 0
TES00760220 | Control Panel with Printer |  | 0
TES00760221 | POWER PLUS M WITHOUT PR | TESA-00760221 | 0
TES00760222 | Tesa Insert Holder for dial test Indicar |  | 0
TES00760228 | Ball Tip Hardmetal Dia: 1mm |  | 0
TES00760229 | BALL TIP HARDMETAL DIA. 2MM |  | 0
TES00760230 | Tesa Ball Tip Hardmetal ?.0mm for Tesae |  | 0
TES0081725028 | INSIDE MIC. BLIND BORE 70-85 | TESA-0081725028 | 0
TES00840101 | TESA SETTING RING, DIA.8MM |  | 0
TES01110000 | TESA UNIMASTER COMPLETE SET UNIVERSAL ; | **COMPLETE WITH ACCESSORIES; | 0
TES01110140 | 1000mm extension |  | 0
TES01130010 | TESA SPACER 100 | TESA-01130010 | 0
TES01130020 | TESA SPACER 200 | TESA-01130020 | 0
TES01162001 | 1 PAIR OF MEASURING BOLTS FOR INTERNAL M | & EXTERNAL DIMENSION AND GROOVES WITH MM | 0
TES01419051 | DIAL INDICATOR 62/0.001 | TESA-01419051 | 0
TES01639003 | Universal Support |  | 0
TES01639004 | INTERAPID SMALL SUPPORT |  | 0
TES01639022 | MAGNETIC MEASURING SUPPORT | TESA-01639022 | 0
TES01639024 | Interapid Measuring Support |  | 0
TES01810005 | Dial Test Indicator | TESA-01810005 | 0
TES01810008 | Lever Type Ind. 38/0.01 |  | 0
TES01810009 | LEVER TYPE IND. 28/0.002 | TESA-01810009 | 0
TES01810010 | LEVER TYPE IND. 38/0.002 | TESA-01810010 | 0
TES01810205 | PERPEND.LEV.TYPE 28/0.01 |  | 0
TES01810304 | DIAL TEST IND. |  | 0
TES01811000 | SWISSTAST, 0.01, 0.8, 28, 12.5 | TESA-01811000 | 0
TES01811001 | SWISSTAST, 0.002, 0.2, 28, 12. | TESA-01811001 | 0
TES01820011 | DIAL TEST INDICATOR |  | 0
TES01830001 | INDICATEUR LECTR 12.5 0.001 | TESA-01830001 | 0
TES01840104 | FIXING SHANK |  | 0
TES01840202 | Round Mounting Rod |  | 0
TES01840501 | TESA CENTERING FRAME |  | 0
TES01860201 | 1mm Carbide Probe |  | 0
TES01860301 | Ruby Stylus Dia: 1mm |  | 0
TES01860302 | STYLUS 12/2 RUBY POINY | TESA-01860302 | 0
TES01860401 | Swivel Clamp |  | 0
TES01866011 | Stylus Dia: 0.8mm |  | 0
TES01930001 | DIGICO 2 60MM |  | 0
TES01930100 | DIGICO 10, 25MM/0.001 | TESA-01930100 | 0
TES01930103 | DIGICO 10, 100MM/0.001 | TESA-01930103 | 0
TES01930132 | DIGICO 12 12.5 0.001 | TESA-01930132 | 0
TES01930231 | Digico 305MI, 12.5mm, 0.001mm/0.00005" |  | 0
TES01930251 | DIGICO 510 MI |  | 0
TES01930257 | Tesa Digico 610 MI |  | 0
TES03210802 | TESA GT 31 PROBE WITH INDICATOR LEVER |  | 0
TES03260490 | Tesa Spare Bellow for Axial Probe Model) |  | 0
TES034489 | TESA Power board |  | 0
TES034533 | BELT FOR TESA MICROHITE 600 |  | 0
TES034573 | TESA Battery Pack |  | 0
TES034650 | Ball Bearing |  | 0
TES03510102 | TESA PIN MESURING INSIDE (CARBIDE) |  | 0
TES03510401 | Offset Measuring Insert |  | 0
TES03560030 | NEEDEL CONT.TYP.STEEL |  | 0
TES03560063 | OFFSET CONTACT TYP. LG 12MM | TESA-03560063 | 0
TES038281 | Clavier A Membrane FCT.2D |  | 0
TES038282 | Clavier A Membrane NUM-2D |  | 0
TES03939040 | TESA micro-hite Coordinate Measuring | Machine | 0
TES04430003 | TESATRONIC LENGTH MEASURING INSTRUMENT |  | 0
TES047018 | Washer |  | 0
TES04761046 | Cable Opto - RS | TESA-04761046 | 0
TES04761049 | CABLE OPTO-RS 232 |  | 0
TES04761052 | RS 232 Cable |  | 0
TES04761054 | Tesa Power Adapter |  | 0
TES04761055 | Tesa Cable for Europe |  | 0
TES04761062 | Opto -USB |  | 0
TES04981001 | Tesa Data Direct Advanced |  | 0
TES053078 | Bearing DURICT |  | 0
TES053216 | Glass Stage 10mm |  | 0
TES05331054 | Horiz Spirit Level 150 0.02 | TESA-05331054 | 0
TES05331058 | Horiz. Spirit Level 200 0,02 |  | 0
TES05331250 | Tubul Spirit Level 80 0.1 | TESA-05331250 | 0
TES06030021 | MICROMASTER IP54 25-50 | TESA-06030021 | 0
TES06030022 | MICROMASTER IP54 50-75 | TESA-06030022 | 0
TES06030023 | MICROMASTER IP54 75-100 | TESA-06030023 | 0
TES06030041 | Digimatic Disc Micrometer |  | 0
TES06030072 | TESA MICROMETER IP54 RS232 |  | 0
TES06430000 | Printer |  | 0
TES0651511036 | Mikechex Gauge Blocks Sets Metric (11 P) |  | 0
TES0651512111 | Ind. Gauge Block 0.5mm/Grd2 |  | 0
TES0651512121 | ind. Gauge Block 1.0mm/Grd2 |  | 0
TES0651521248 | TESA Tungsten Carbide Gauge Block, * | w/out cal cert. Grade: 1 size 2.55mm | 0
TES0651521261 | TESA Tungsten Carbide Gauge Block, * | w/o cal cert Grade:1 SIZE: 6MM | 0
TES0651521262 | TESA Tungsten Carbide Gauge Block, * | w/o cal cert Grade:1 SIZE: 6.5MM | 0
TES0651521268 | TESA Tungsten Carbide Gauge Block, * | w/o cal cert Grade:1 SIZE: 9MM | 0
TES0651521271 | TESA Tungsten Carbide Gauge Block, * | w/o cal cert Grade:1 SIZE: 10MM | 0
TES0651521316 | TESA Tungsten Carbide Gauge Block, * | w/o cal cert Grade:1 SIZE: 90MM | 0
TES0651521317 | TESA Tungsten Carbide Gauge Block, * | w/o cal cert Grade:1 SIZE: 100MM | 0
TES06830212 | TESA-VISIO 300 | TESA-6830212 | 0
TES06830634 | Tesa Visio 300 |  | 0
TES06930011 | RUGOSURF 10G |  | 0
TES06930011P | RUGOSURF 10G + SOFTWARE | TESA-06930011P | 0
TES06960036 | SB10/60 Stylus |  | 0
TES06960046 | Power adaptor for Rugosoft 10G |  | 0
TES074106026 | AXIAL SUPPORT |  | 0
TES074106358 | tesa contact point |  | 0
TES074111366 | DIAL TEST INDIC. 312-1 | TESA-074111366 | 0
TES074111370 | Dial Test Indicator 312-B-1 | TESA-074111370 | 0
TES074111377 | DIAL TEST INDIC. 312 B-1V |  | 0
TES074111508 | DIAL TEST INDIC. 312-B1S |  | 0
TES081725026 | 3-Point micrometer |  | 0
TES0951753045 | Roch Screw Gage Pitch ISO 60 |  | 0
TES0951753046 | Roch Screw Gage Pitch WW55 |  | 0
TES0951754531 | TESA MAGNIFIER LIGHT |  | 0
TES108012 | Dia: 0.30mm, L=.494", M1.4 | CONTACT POINT TES108012 | 0
TES108020 | Dia: 0.50mm, L=.494", M1.4 | CONTACT POINT TES108020 | 0
TES1317 | tesa RTD thermometer |  | 0
TES222L | TESA Dial Test Indicator , TA222L |  | 0
TES71115887 | MIC. Etalon 260 0-25 |  | 0
TESA2007/2008 | TESA Catalog ? 2007/2008 |  | 0
TESACALIBRATION | calibration |  | 0
TESACMM | TESA COORDINATE MEASURING MACHINE |  | 0
TESAHITS | TESA Hits Catalog |  | 0
TESAR&S | repair and service |  | 0
TESAREPLACEMENT | replacement of spare parts |  | 0
TESTBLKHRC35 | Yamamoto Test Block HRC-35 |  | 0
TESTLINK SE-310 | Testlink SE-310 (RS-232 CABLE) for (CEN) |  | 0
TESTO0430-0941 | TESTO Telescopic Handle |  | 0
TESTO0635-9540 | TESTO Temperature Probe |  | 0
TESTO445 | TESTO 445 VAC Measuring Inst. |  | 0
TESTO830-T2 | TESTO 830-T2 INFRARED THERMOMETER |  | 0
TESTPEN | TEST PEN |  | 0
TESTTUBE20X150 | TEST TUBE WITH RIM BOROSILICATE GLASS | BOX OF 100PCS | 0
TESTTUBE25X150 | TEST TUBE WITH RIM (BOILING) BOROSILICA | GLASS (BOX OF 100PCS) | 0
TESTTUBEGLASS | Test Tube Glass 12/100mm |  | 0
TFA30.5013 | Digital Thermo hygrometer |  | 0
TFA311122 | SCANTEMP 380 TFA INFRARED THERMOMETER |  | 0
TFA382008 | Dig. Coundown Timer And Stopwatch |  | 0
TFA382016 | STOPWACTCH , HITRAX GO |  | 0
TFA382021 | Electronic timer |  | 0
TFM#398326 | Adjustable Side Access Rack |  | 0
TFM#398331 | Sliding Drawer Rack |  | 0
TH05270479L | SOLID COPPER MALLET |  | 0
TH1000S | Dry Cabinet with Temperature controller |  | 0
TH140CHARGER | charger for TH140 |  | 0
TH140PROBE | PROBE FOR TH140 |  | 0
TH210FJ | TH210FJ/Platform |  | 0
TH22 | ISUZU THERMO-HYGROGRAPH MODEL:TH 22 |  | 0
TH27R | thermo hydrograph isuzu model : TH-27R |  | 0
TH300 | MIILWAUKEE Digital Thermometer |  | 0
TH300DIAMONDIND | STANDARD DIAMOND INDENTER FOR TH300 |  | 0
THERCONCEN306 | Thermocouple connector for Center 306 |  | 0
ThermalProbeL8" | Thermal Probe, L=8" |  | 0
THERMOCONCEN306 | thermocouple connector |  | 0
THERMOPROBE150MM | Thermo Sensor Probe Type K | Dia : 4mm X 150mm | 0
THERMOPROBE950MM | Thermo Sensor Probe Type K | Dia : 4mm X 950mm | 0
THERMOPROBEPT100 | Thermo Sensor PT100 | Dia : 4mm X 150mm | 0
THERMOSENSOR | TYPE K THERMOCOUPLE WELED TIP | C/W 3 MTR HIGH TEMP 482 DEG CAL | 0
THERMOSENSORPROBE | Thermo Sensor Hand held Probe |  | 0
THREADRINGGAGE | THREAD RING GAGE M20X1-6g L/H |  | 0
TIME2110 | TIME Ultrasonic Thickness Gauge |  | 0
TIME5120 | Portable Hardness Tester |  | 0
TIME7120 | Time Vibration Pen(Replacement For TV200 |  | 0
TIMEF&WTEST | TIME Friction and Wear Testing Ver 1.0 |  | 0
TIMEPROBE5P10 | Time Transducer 5P?0 |  | 0
TIMEPROBE7P6 | Time TT Series Probe, 7P? |  | 0
TIMEROPE | TIME ROPE |  | 0
TIMESPRING | TIME Spring Testing Ver1.0 |  | 0
TIMET1213EL | PORTABLE INFRARED THERMOMETER | T1213EL | 0
TIMETA220S | TIME TA220S |  | 0
TIMETA230 | printer TA230 |  | 0
TIMETA610 | TA610 stand |  | 0
TIMETH110 | hardness tester |  | 0
TIMETH110BATTERY | BATTERY SET FOR TIME TH110 | (4 batteries per set) | 0
TIMETH120 | PORTABLE ROUGHNESS TESTER TH120 |  | 0
TIMETH130 | REPLACED BY TIMETH170 | PORTABLE HARDNESS TESTER TH130 | 0
TIMETH134 | Time Portable Hardness Tester |  | 0
TIMETH140 | PORTABLE HARDNESS TESTER TH140 |  | 0
TIMETH150 | PORTABLE HARDNESS TESTER TH150 |  | 0
TIMETH170 | PORTABLE HARDNESS TESTER TH170 |  | 0
TIMETH200 | PORTABLE SHORE A HARDNESS | TESTER TH200 | 0
TIMETH200FJ | TIME TH200FJ |  | 0
TIMETH210 | PORTABLE SHORE D HARDNESS | TESTER TH200 | 0
TIMETH220 | SHORE HARDNESS TESTER |  | 0
TIMETH300 | TH300 Diamond Indenter |  | 0
TIMETH300DIAIND | TIME TH300 DIAMON INDENTER |  | 0
TIMETH320 | DIGITAL ROCKWELL HARDNESS TESTER TH320 |  | 0
TIMETH500 | Hardness Tester |  | 0
TIMETH600 | TIME, BRINELL HARDNESS TESTER |  | 0
TIMETH722 | Brinell Rockwell Vickers Hardness Tester | MODEL :TH722( HBRVU-187.5) | 0
TIMETI120 | PORTABLE INFRARED | THERMOMETER TI120 | 0
TIMETI210 | Time Dgt Infrared Thermometer |  | 0
TIMETR100 | PORTABLE ROUGHNESS TESTER TR10 |  | 0
TIMETR110 | Surface Roughness Tester, Model : TR110 |  | 0
TIMETR200 | PORTABLE ROUGHNESS TESTER TR20 |  | 0
TIMETS100 | TS 100 FOR TR200 |  | 0
TIMETT100 | PORTABLE ULTRASONIC THICKNESS | GAUGE TT100 | 0
TIMETT100NOPROBE | PORTABLE ULTRASONIC THICKNESS without | 90digree & bent probe | 0
TIMETT100PROBE5P10/90 | Time Thickness gauge TT100 Probe |  | 0
TIMETT110 | PORTABLE ULTRASONIC THICKNESS | GAUGE TT110 | 0
TIMETT120 | PORTABLE ULTRASONIC THICKNESS | GAUGE TT120 | 0
TIMETT130 | PORTABLE ULTRASONIC THICKNESS | GAUGE TT130 | 0
TIMETT2110 | TIME COATING THICKNESS GAUGE |  | 0
TIMETT2170 | TIME Ultrasonic Thickness Gauge |  | 0
TIMETT220 | PORTABLE COATING THICKNESS | GAUGE TT220 | 0
TIMETT230 | PORTABLE COATING THICKNESS | GAUGE TT230 | 0
TIMETT260 | TT260 WITH F & N PROBE |  | 0
TIMETT260+F | GAUGE TT260 WITH F PROBE only |  | 0
TIMETT270 | COATING THICKNESS GAGE | BRAND : TIME MODEL : TIMETT270 | 0
TIMETT300 | Time Ultrasonic Thickness Gage |  | 0
TIMETT700 | Portable Digital Ultrasonic Thickness Ge |  | 0
TIMETUD280 | Ultrasonic Flaw Detector | BRAND : TIME MODEL : TIMETUD280 | 0
TIMETV110 | VIBRATION TESTER TV110 |  | 0
TIMETV110+P | TIME TV110 WITH PRINTER |  | 0
TIMETV200 | VIBRATION PEN TV200 |  | 0
TIMETV260 | Vibration Meter |  | 0
TIMETV260A | Vibration Meter |  | 0
TIMETV300 | VIBRATION TESTER TV300 |  | 0
TIMETV310 | TIME Vibration Tester |  | 0
TIMETV320 | PORTABLE VIBRATION METER |  | 0
TITANVISTA9+2K | Titan Vista True Online UPS |  | 0
TK750E | JVC CCD JTK-750E |  | 0
TKC1310E | 1/3" JVC Color Digital CCD Camera | TK-C1310E | 0
TKC1480BF | 1/3" Color Digital CCD Camera | TK-C1480BF | 0
TKC1481BEG | JVC CCD TK-C1481BEG |  | 0
TKC700E | JVC CCD CAMERA |  | 0
TKC751EG | JVC CCD TK-C751EG |  | 0
TKC9201E | JVC colour video camera |  | 0
TKC920E | TK-C920BE COLOR VIDEO CAMERA |  | 0
TKC921EG | JVC colour video camera TK-C92 |  | 0
TKC9511EG | JVC 1/2?CCD Color Video Camera |  | 0
TM50 | TOOL MAKER SCOPE TM-50 |  | 0
TM5010 | Line Seiki Tachometer |  | 0
TM50NOMICROHEAD | TM50 WITHOUT MICROMETER HEAD |  | 0
TM-801 | Tesla(Gauss) Meter, Brand : Kanetec |  | 0
TMA101G | 10" JVC MONITOR TM-A101G |  | 0
TMA14PN | 14" JVC MONITOR TM-A14PN |  | 0
TNJ10 | Shimpo Digital Torque Meter |  | 0
TNP10 | Shimpo Torque Tester | Model: TNP-10 | 0
TNP-5 | TORQUE METER (Demo unit) |  | 0
TNP5 | Shimpo Digital Torque Tester TNP-5 |  | 0
TNX-2 | Shimpo Torque Meter |  | 0
TNX-5 | SHIMPO DIGITAL TORQUE METER |  | 0
TOGFS404 | Togoshi Counter Model: FS404 |  | 0
TOH26RTD | Tohnichi Torque Screw Driver Model: 26RD | Model: 26RTD | 0
TOH2TME500CN2 | Tohnichi Digital Torque Meter |  | 0
TOHBITSNO85 | Tohnichi (+) Bits #1(H-1) No. 85 |  | 0
TOHBTG-60CN-S | Tohnichi Torque Gage with pointer |  | 0
TOHBTG90CN-S | Tohnichi Torque Gauge |  | 0
TOHDB12N4 | TOHNICHI DIAL TORQUE WRENCH DB12N4 |  | 0
TOHDB3N4-S | Tohnichi Torque Wreench Model DB3N4-S |  | 0
TOHN230DB3-S | Tohnichi Torque Wrench Model: 230DB3-S |  | 0
TOHQSP12N4 | TOHNICHI TORQUE WRENCH QSP12N4 |  | 0
TOHRTD120CN | TONICHI TORQUE METER |  | 0
TOKDTA500 | Tokyo Seiki Dial Tension Gage DTA-500 |  | 0
TOKDTB10 | Tokyo Seiki Tension Gage Model |  | 0
TOKDTB150 | Tokyo Seiki Tension Gage Model |  | 0
TOKDTB300 | Tokyo Seiki Tension Gage Model | DTB300 | 0
TOKDTB50 | TOKYO SEII-DIAL TENSION GAUGE | DTB50 | 0
TOKDTB500 | TOKYO SEII-DIAL TENSION GAUGE | DTB500 | 0
TONYLONADAPTOR | TO MACHINE NYLON ADAPTOR | 32mmODX23.24mmODX32mmL | 0
TOP2011 | TOP TECH Catalog |  | 0
TOP8PAGES | TOP TECH 8 Pages Catalog |  | 0
TOPLEDRFP3020 | top led lighting set fro RFP 2010 |  | 0
TOPLSP500 | TOPEX LSP- 500 |  | 0
TOPTECH503001 | Top Tech Black Phenolic Powder | Packing: 25kg | 0
TORQUEBIT1.27MM | 1.27mm Torque Bit |  | 0
TORQUEBIT1.5MM | 1.5mm Torque Bit |  | 0
TORQUESCREWM2 | torque screw M2 (packing : 200pcs/bag) |  | 0
TORXBITT6X50MM | TORX BIT T6X50MM |  | 0
TOTALCL2REAGENT | total chlorine reagents 100 tests |  | 0
TP13KPROBE | Temperature Probe Model : TP-13K | Range : MAX 400 Deg Cel | 0
TP200 | TP200 NEW LOW FORCE MODULE |  | 0
TP2976KPROBE | Maltech-T High Temperature Probe | Size : 1000ml | 0
TP44 | K TYPE TEMP. PROBE MAX :400c MODEL:TP44 |  | 0
TP44K | STRAIGHT SURFACE PROBE TP-44K L:300MM |  | 0
TP46K | PROBE L SHAPE SURFACE PROBE | TP-46K | 0
TP53 | magnetic temp probeK type | model : TP53 | 0
TP53KPROBE | PROBE C/W 1.5 MTR SILICON CABLE |  | 0
TP64KPROBE | TP-64K, S/STEEL ROLLER PROBE |  | 0
TPG710C | Nigata Seiki Rod Type Taper Gage |  | 0
TPK46 | L-SHAPE SURFACE PROBE MODEL: TP-46K | L:250MM | 0
TPKTHERMOPROBE | TYPE K TERMO PROBE DIAMETER 4X6 INCH | C/W ADAPTOR,SPRING+K MINIATURE PLUG | 0
TR1106A | TR-1106A |  | 0
TR1106APIANTENA | TR-1106A Printer Indicator Antena |  | 0
TR200SOFTWARE | SOFTWARE FOR TR200 |  | 0
TRANSF12V | TRANSFORMER 12V |  | 0
TRANSF12VCKR30 | CKR-30 TRANSFORMEN 12V |  | 0
TRANSFOMERPT300 | Transformer for Dynascan Profile PT300 |  | 0
TREADINSERTANDWASHER | M1.6/Set and #2-56/set |  | 0
TRHC035T | TR-HC-03 5T |  | 0
TRHC03CSCAANT | TR-HC-03 Crane Scale Antena |  | 0
TS130Pickup | TS 130 Pick-up forT TR 200/210 |  | 0
TT100/5MHz1.0S | TT100 Probe 5MHz1.0 -STRAIGHT |  | 0
TT100/5P?0/90? | TT100 Probe 5MHz10 -BENT= (5P? |  | 0
TT100/5P10/90D | TT100 Probe 5MHz10 -BENT= (5P? |  | 0
TT100/SZ2.5P | TT100 Probe 2.5MHz -BENT(SZ2.5 |  | 0
TT220CALIFOIL10M | Calibration foil for TT220 ~ 10 micron |  | 0
TT260MAINUNIT | TT260 WITHOUT PROBE & PRINTER |  | 0
TTG-M1P | CL-Z Plus Pin Gauge Sets(190 pins) | Range 0.061" - 0.250"(+)step0.001 | 0
TTG-MOP | CL-Z PLUS PIN GAUGE SETS |  | 0
TTGPG10.00 | TTG-Individual Pin Gauge Size : 10.00mm |  | 0
TTGPG2.60 | ttg individual pin gauge size: 2.60mm |  | 0
TTGUKM2.5X0.45 | THREAD PLUG GAUGE, GO & NOGO | BRAND: TTG UK SIZE: M2.5 x 0.45 - 6H | 0
TTGUKM3.0X0.5 | THREAD PLUG GAUGE, GO & NOGO | BRAND: TTG UK SIZE: M3.0 x 0.5 - 6H | 0
TTSURFACETABLE | Toptech expandable cutting surface table |  | 0
TUBECONICAL | centrifuge tube conical, ASTM | capacity : 100ml 1pack: 2 pcs | 0
TUNGSTENBULB15W | tungsten bulb 6v 15w 9mm |  | 0
TUNGSTENBULB20W | TUNGSTEN BULB, 20W |  | 0
TV3005MPROBE | TV300 WITH 5M PROBE |  | 0
TV300C/W5MPROBE | TV 300 C/W 5M PROBE |  | 0
TV300PROBE | probe for TV300 |  | 0
TW223L | SHIMADZU TOP LOADING BALANCE | MODEL: TW223L, 220G X 0.001G | 0
TW323L | SHIMADZU TOP LOADING BALANCE | MODEL: TW323L, 320G X 0.001G | 0
TW423L | SHIMADZU TOP LOADING BALANCE | MODEL: TW423L, 420G X 0.001G | 0
TWEEZERHOLDER | TWEEZER HOLDER (2) |  | 0
TX2202 | UniBloc Top-Loading Balances | TX2202 | 0
TX223 | UniBloc Top-Loading Balances | TX223 | 0
TX223L | SHIMADZU UniBloc Top-Loading Balances | 220g x 0.001g | 0
TXB2201L | shimadzu balance |  | 0
TXB4201L | TOP LOADING BALANCE |  | 0
TXB6201 | Top-Loading Balances | TXB6201 | 0
TXB622 | Top-Loading Balances | TXB622 | 0
TXC323L | SHIMADZU, Jewelry & Gold Balance | Model: TXC323L, 320ct x 0.001ct | 0
TXC623L | SHIMADZU, Jewelry & Gold Balance | Model: TXC623L, 620ct x 0.001ct | 0
TY00021047 | filter paper NO:2,4,7 cm | brand : Advance Toyo/Japan | 0
TYPE THERMOMETER | Type K Thermometer Probe C/W Handle, | Wire & Mini Male Connector | 0
TYPEKIMMERPROBE | TYPE K IMMERSION PROBE C/W MALE CONNEC | PROBE lENGTH : 12" X 3.2mm | 0
TYPEKSURPROBE | k-type L shape surface probe | length:400mm | 0
TYPEKTEMPPROBE | type K temperature probe | 4mmx500mm | 0
TYPEKTHERMO150MM | Type K Thermo Probe Diameter 4mm x 150mm | c/w adaptor & silicon Cable (800mm) | 0
TYPEKTHERMO950MM | Type K Thermo Probe Diameter 4mm x 950mm | c/w adaptor & silicon Cable (800mm) | 0
TYPEKTHERMOPROBE | type k termo probe diameter 4x950mm | cw adaptor & spring 0-200deg C | 0
U098985 | IKA UTC T 80/2-KT WITH INTEGRATED FC |  | 0
U304HC | U304HC,BORESCOPE MAIN BODY |  | 0
U508 | Unitta Belt Tension Meter Model: U-508 |  | 0
U52 | HORIBA WATER QUALITY CHECKER, | model m: U-52(2M) | 0
UF110 | MEMMERT OVEN WITH FAN 300C (108L) | BRAND : MEMMERT | 0
UF55 | HEATING AND DRYING OVEN (55L) | BRNAD : MEMMERT | 0
UF750CONTROLLER | Replacement controller For Memmert |  | 0
UFC9078A | VERTICAL FORCED CONVENTION OVEN | BRAND : CONSTANCE SIZE : 400X400X450 | 0
UFC9108A | Constance Forced Convection Oven |  | 0
UFTEMPSENSOR | temperature sensor for oven, UF series |  | 0
UFZ-C620 | HUPSON 600L FREEZER (2DOOR) | NOTE:MATSUSHITA COMPRESSOR | 0
UGL-2320V | REVCO GENERAL PURPOSE FREEZER, | 659 LITER, -20'C WITH 4x shelves | 0
ULH50TF | COMPRESSION & TENSION LOADCELL |  | 0
ULTRASONICGEL | ultrasonic gel |  | 0
UM500KGF | MINIATURE TENSION LOAD CELLS 500kg |  | 0
UMA200KGF | Miniature Tension Load Cells |  | 0
UMK500 | Dacell Loadcell |  | 0
UMMA1KGF | Loadcell UMMA, capacity : 1kgf |  | 0
UNILARMSTD12MM | UNIVERSAL HEAVY DUTY LONG ARM | WITH 12MM BASE | 0
UNILARMSTD14MM | UNIVERSAL HEAVY DUTY LONG ARM | with 14mm Base | 0
UNILARMSTD16MM | UNIVERSAL HEAVY DUTY LONG ARM | WITH 16mm BASE | 0
UNILONGARMGCLAMP | UNIVERSAL HEAVY DUTY LONG | ARM with "G-Clamp" | 0
UNILONGARMSTD | UNIVERSAL HEAVY DUTY LONG ARM | COMPLETE SET | 0
UNILONGCLAMP12MM | UNIVERSAL LONG ARM G-CLAMP(12mm) |  | 0
UNISOCKET10A250V | UNIVERSAL SOCKET 10A 250V |  | 0
UPAA15KG2G | pricing scale 15kgx2g-(double layer pan) |  | 0
UPAA30KG5G | pricing scale 30kgx5g-(double layer pan) |  | 0
UPAA6KG1G | pricing scale 6kgx1g-(double layer pan) |  | 0
UPGRATESOFTWARE | upgrate software for impact CMM |  | 0
UPW5000 | Elect Crane Scale, Cap:50kg x 1kg |  | 0
USBCONVERTER | USB converter |  | 0
USBMODULEKIM1510 | usb DRO module for KIM1510E |  | 0
USBRS232CONVERT | USB TO SERIAL RS232 CONVERTER |  | 0
USCELL250KG | USCELL 250kgoadcell |  | 0
USCELLLOADCELL | USCELL LOADCELL | MODEL: MBS, CAPACITY :500IB | 0
UTGC1STD | POSITECTOR ULTRASONIC THICKNESS GAGE |  | 0
UTGME | POSITESTOR UTG Ultrasonic Thickness Gage |  | 0
UTU900MHA | Universal Testing Machine |  | 0
UU-K20KGF | dacelloadcell |  | 0
UV062-65005 | WI LAMP FOR UV-1201/1240/1700 | BRAND: SHIMADZU | 0
UV062-65055-05 | DEUTERIUM LAMP,L2D2,L-6380 F/UV | BRAND: SHIMADZU | 0
UV1240 | SHIMADZU UV-mini Spectrophotometer | c/w 1 pair of 10mm Quadcell | 0
UV1240MINI | Shimadzu UV VIS Spectrophotometer |  | 0
UVD400 | TopCon UV Sensor Model: UD-400 |  | 0
UVD-S365 | Receiver for Ushio UV , Model: UVD-S365 |  | 0
UVDS405 | Ushio UVD Sensor Model: UVD-S405 |  | 0
UVFLUO240V | UV FLUORESCENT LIGHT SET 240V |  | 0
UVLED | UV LED LIGHT SET |  | 0
UVR300 | TopCon UV Meter Model: UVR-300 |  | 0
UW1020H | SHIMADZU UniBloc Top-Loading Balances | 1200g x 0.001g *with internal weight | 0
UW2200G | SHIMADZU TOP LOADING BALANCE | 2200G X 0.01 | 0
UW220H | UniBloc Top-Loading Balances UW220H | 220g x 0.001g with internal wei | 0
UW4200S | UniBloc Top-Loading Balances UW4200S | 4200g x 0.1g with internal weig | 0
UW420H | UniBloc Top-Loading Balances UW420H | 420g x 0.001g with internal wei | 0
UW6200H | UniBloc Top-Loading Balances UW6200H | 6200g x 0.01g with internal wei | 0
UW620H | UniBloc Top-Loading Balances UW620H | 620g x 0.001g with internal we | 0
UW8200S | UniBloc Top-Loading Balances UW8200S | 8200g x 0.1g with internal weig | 0
UW820H | SHIMADZU TOP-LOADING |  | 0
UX220H | UniBloc Top-Loading Balances | 220g x 0.001g UX220H | 0
UX320G | UniBloc Top-Loading Balances | UX320G | 0
UX820H | Shimadzu electronic balance |  | 0
V11H | Minimo Standard Rotary V11H c/w H011 |  | 0
V-2V | V Block A52 |  | 0
VAL-50 | ANGLE LEVEL - B65 |  | 0
VASOLINE | vasoline |  | 0
VBC521E | ILMVAC VACUUM CONTROL BOX? |  | 0
VBS10-10M PROBE | ORION II,with Probe 10meter&diameter 5.) |  | 0
VBS4-10MPROBE | PROBE FOR VIDEO BORESCOPE OVBS(4 X 10m) |  | 0
VC6020 | Constance Vacuum Chamber | Model : VC-6020 | 0
VC6020+PUMP | OVEN VC6020 + Vacuum pump |  | 0
VC6021 | VACUUM CHAMBER | VC6021 | 0
VC-6050 | CONSTANCE VACUUM OVEN |  | 0
VC6050 | Constance Vacuum Chamber | Model: VC-6050 | 0
VC6050+PUMP | VC6050+Vacuum pump (4 L) |  | 0
VC6051 | Constance Vacuum Oven VC-6051 |  | 0
VC6090 | VACUUM OVEN, 91 LITER COME WITH VACUUM T |  | 0
VC6210 | Vacuum Oven 211 Litres | Brand : Constance Model : VC6210 | 0
VCP26 | Standard Magnetic, V block VCP-26 |  | 0
VCP31 | Magnetic Square Block B43 |  | 0
VD310SS4SETPOINT | VD310ss+4 SETPOINT (analog and | wiring done) 300kg | 0
VDV20 | TOOL MAKER VISE MODEL : VDV-20 |  | 0
VDV40 | tool maker vise |  | 0
VERTEXV4V | Vertex V-Block Model: V-4V |  | 0
VERTEXV-6V | cast iron vee block VTX V-6V |  | 0
VERTEXVDV-20 | VERTEX TOOLMAKER VISE, VDV-20MM |  | 0
VERTEXVDV-25 | VERTEX TOOLMAKER VISE, VDV-25MM |  | 0
VERTEXVR-8 | Vertex Angle Plate Model VR-8 |  | 0
VGACONVERTER | computer-AV converter |  | 0
VIBRA0.01G | VIBRA (0.01G) feature : box type with | double side sliding door opening | 0
VICKERSTESTBLOCK | VICKERS TEST BLOCK 700HV,500G |  | 0
VIS7220G | SPECTROPHOTOMETER VIS7220G |  | 0
VISCOSITYCUP | ZAHN VISCOSITY CUP PART NO : 40 |  | 0
VL10003723 | UK cord set for JLT4 |  | 0
VLF101A0125 | ECO25 Thermoreactor 115-230V/50-60Hz |  | 0
VLF10220270 | Stirring Station 6 positions 230V/50Hz_ |  | 0
VLF102B0133 | B.O.D. Sensor 142 |  | 0
VLF10300310 | FOC120E Cooled incubator 230V/50-60Hz |  | 0
VLF10300330 | FOC215E Cooled incubator 230V/50-60Hz |  | 0
VLF105A0108 | JLT4 Flocculator 100-240V / 50-60Hz |  | 0
VLF105A0109 | JLT6 Flocculator 100-240V / 50-60Hz |  | 0
VLS10220136 | BOD Sensor System 6 230V/50Hz |  | 0
VM10 | 10" COLOR MONITOR | VM-10 | 0
VM9 | 9" B & W MONITOR |  | 0
VMB | Standard Magnetic Stand |  | 0
VMB11 | Magnetic Base Only B45 |  | 0
VMLA | Universal Magnetic Working Light BRAND: | VERTEX Model: VML-A equivalence MDL:YL-5 | 0
VMM2010 | PROFILE PROJECTOR |  | 0
VMM20101XLENS | 1x lens for VMM2010 |  | 0
VMSCALGAUGE | VMS CALIBRATION GAUGE |  | 0
VMSD | VMS-D |  | 0
VMV35 | VERTEX VISE VMV-35 |  | 0
VOLUMETRICFLASK100ML | VOLUMETRIC FLASK 100ML |  | 0
VOLUMETRICFLASK250ML | VOLUMETRIC FLASK(A) 250ML |  | 0
VSCOOVBS4MMX10MM | MEDIT ORION VIDEO BORESCOPE WITH 4mmx10 |  | 0
VSCOPEOVBS10MM | Videoscope Orion OVBS with 10mm x 1m |  | 0
VSCOPEOVBS4MM | Videoscope Orion OVBS with 4mm x 1m |  | 0
VSCOPESCVBS1M | Voyager videoscope SKU : SCVBS Length 1m |  | 0
VSCOPESCVBS2M | Medit Vovayer Videoscope SKU,SCVBS, 2m | 5.5mm | 0
VSCOPESCVBS5.5MM | SCVBS 5.5 mm diameter x 1 meter probe |  | 0
VSCOPEWCVBS10MM | Videoscope centauri WCVBS with 10mmx1m |  | 0
VT02S04 | Rion Rotor No. 1 Model: VS02S04 |  | 0
W016200012 | SHINNA S.S RULE12I/300MM W016-200-012) |  | 0
W5370003 | WITEG WITOSPENSER LABMAX 1.0~10ML |  | 0
W5370003OE | ^WITOSPENSOR "LABMAX", RANGE 2,0-10,0ML | SUBDIV. 0,25 ML, WITHOUT AIR PURGING | 0
W5370004OE | WITOSPENSOR"LABMAX",ADJ RANGE 5,0-25.0ML |  | 0
W5370005 | WITEG WITOSPENSER LABMAX 5.0~50ML |  | 0
W5370005OE | WITOSPENSOR"LABMAX",ADJ RANGE 10,0-50.0 |  | 0
W5370013OE | Witeg LABMAX 1-10ml |  | 0
W5370014OE | WITEG LABMAX 2.5-25 |  | 0
W5370803 | BOTTLE-TOP DISPENSER LABMAX AIRLESS, | RANGE 2,0 -10,0 ML, SUBDIVISION: 0,20ML | 0
W5370804 | BOTTLE-TOP DISPENSER LABMAX AIRLESS, | ADJRANGE 5,0 - 25,0 ML | 0
W5375000 | Filling tube for LABMAX |  | 0
W5375003 | Bent Tube for LABMAX |  | 0
W5380001 | WITOPED XP FOR PIPETTES 0,1 TO 100 ML, |  | 0
W5380006 | FILTER FOR WITOPED XP (SPARE, SET OF 5 |  | 0
W5382004 | WITO PIPETTIERHELFER COLOR-CODE ROT | VON 0.1BIS 100ML | 0
W5385200 | WITOPET |  | 0
W5401010D | SINGLE CHANNEL, ECONOMY |  | 0
W5401020D | WITOPET-SINGLE CHANNEL, ECONOMY |  | 0
W5401025D | Witopet Vol range : 25 ul |  | 0
W5401050D | WITOPET-SINGLE CHANNEL, ECONOMY |  | 0
W5401100 | MICROLITER PIPETTES, "WITOPET", | TYPE FIX 100 UL, | 0
W5401100D | WITOPET-SINGLE CHANNEL, ECONOMY |  | 0
W5401200D | Witopet Vol range : 200 ul |  | 0
W5401250D | WITEG Microliter-pipette, ECONOMY |  | 0
W5401500D | WITEG Microliter-pipette, ECONOMY |  | 0
W5401910 | MICROLITER PIPETTES, "WITOPET", | TYPE FIX 1000 祃, | 0
W5401910D | WITOPET-SINGLE CHANNEL, ECONOMY |  | 0
W5401950 | MICROLITER PIPETTES, "WITOPET" | kim - Doeleur | 0
W5402002 | WITEG Microliter-pipette |  | 0
W5402002D | WITEG Microliter-pipette, ECONOMY | Range: 0.1-2.5 祃 | 0
W5402010 | WITEG Microliter-pipette |  | 0
W5402020 | WITEG Microliter-pipette |  | 0
W5402020D | WITEG Microliter-pipette, ECONOMY | Range: 2.0-10.0 祃 | 0
W5402200 | WITEG Microliter-pipette |  | 0
W5402901D | WITEG Microliter-pipette, ECONOMY | Range: 100-1000祃 | 0
W5402950 | WITEG Microliter-pipette |  | 0
W5402950D | WITEG Microliter-pipette, ECONOMY | Range: 1000-5000祃 | 0
W5403130D | Witopet Vol range : 20-200 ul |  | 0
W5403201 | Witeg, Pipette 12 channel, 0.5-10uL |  | 0
W5406105 | WITEG,Pipette rack 'Witopet',5-Places |  | 0
W5406107 | Witeg Pipette rack 'Witopet', |  | 0
W5406205 | Micropipette Stand, Labrack, |  | 0
W5408005 | PIPETTE TIPS NEUTRAL BRAND : WITEG | CAPACITY : 0.5-10 UL | 0
W5408200 | PIPETTE TIPS, PP, 2-200 礚, YELLOW | PACK = 1000 PCS | 0
W5410000 | PIPETTE TIPS, PP,BLUE, 100 - 1000 祃 | PACK = 1000 PCS | 0
W5412100 | Pipettes Tips, Order No : 5.412.100 |  | 0
W5497050OE | TITREX-DIGITAL BURETTE, STANDARD,0-50ML | RESOLUTION 0,01 ML, WITHOUT AIR-PURGIN | 0
W5526001GR | LABORFLASCHEN 1000ML. GL 45 |  | 0
WASHBOTTLE | wash bottle, polythene (pe), 500ml |  | 0
WASHBOTTLE250ML | Wash Bottle 250ml | Brand : EISO / USA | 0
WBC102 | SHIMADZU WINDBREAK |  | 0
WDW50E | WDW-50E with 1 set of tensile grip |  | 0
WDW50ECABLE | cable for WDW50E |  | 0
WESTLABCLEANINGSOL | Westlab Cleaning Solution 1L |  | 0
WESTLABPH10.01 | Westlab PH 10.01 Buffer Solution |  | 0
WESTLABPH7.00 | Westlab PH 7.00 Buffer Solution |  | 0
WESTLABPHSOL4.01 | Westlab pH Solution 4.01 - Red |  | 0
WESTLABPHSOL7.01 | Westlab pH Solution 7.01 - Green |  | 0
WESTLABPHSOLUTION | Westlab pH Storage Solution 1L |  | 0
WESTLABSILICONOIL | Westlab Silicon Oil for oil bath |  | 0
WESTLABSUCROSEBRIX | Westlab Surrose Brix Standard 20ml |  | 0
WESTLABSUCROSEBRIX30ML | Westlab Sucrose Brix Standard 30ml |  | 0
WESTLABSUCROSEBRIX60ML | Westlab Sucrose Brix Standard 60ml |  | 0
WESWR204A | WESTOP WR-204A |  | 0
WESWR205D | WESTOP DUROMETER WR-205D |  | 0
WESWR207A | Westop Durometer Model: WR-207E |  | 0
WETFLIMWHEEL | "ELCOMETER" WET FLIM WHEELS |  | 0
WH51 | WH HEAVY WEIGHT STEEL | CODE : WH51(1514WX7540DX800H) | 0
WHATMAN-GR3 | Filter Paper Whatman , Grade 3 , |  | 0
WHITEMAGKNOB | WHITE MAGNIFIER KNOB |  | 0
WHW216907 | 1000ml clear straight-sided jars, with | white pp cap & polyvinyl liner | 0
WINDIRCABLE | WINDOWS DIRECT CABLE |  | 0
WINDIRCABLEFORTX | window direct cable for tx series |  | 0
WITLIQUIP | WITEG Liquip Handling Catalog |  | 0
WM32EP-0-1B | DKK TO A PORTABLE CONDUCTIVITY METER |  | 0
WRTX5X50 | Wera Torx Bit 1/4" Item Code:WR TX5X50 |  | 0
WSB-30 | WWiteg WiseBath SB Shaking Water Baths |  | 0
WSB-45 | Witeg WiseBath SB Shaking Water Baths |  | 0
WYK10003 | Power supply (DC 0-1000V) |  | 0
X-345 | LEAF METAL LUPE |  | 0
XCST70CE | CCD CAMERA, Brand : Sony(Japan) | Model: XC-ST70CE DC10.5-15V 2.1W | 0
XDS1APHOTOTUBE | XDS-1A Inverted Microscope Photo | tube | 0
XENONLAMP | XENON LAMP FOR DT-311N, DT-315N |  | 0
XJL201 HEAD |  |  | 0
XP329IIIR | Cosmos Smell Sensor Model: XP329IIIR |  | 0
XS101 | BIOLOGICAL BINOCULAR | MICROSCOPE XS 101 | 0
XS101BULB20W | XS101 Replacement Bulb (230V 20W) |  | 0
XS2800 | BIOLOGICAL BINOCULAR | MICROSCOPE XS2800 | 0
XS2800CCDM0.5X | PHOTO TUBE AND C-MOUNT COUPLIN | 0.5 FOR XS2800 | 0
XS2800NO100XOBJ | XS2800 without 100x objective lens |  | 0
XS2800STAND | microscope stand for XS2800 |  | 0
XS2803CMOUNT | C-mount Coupling For XS2803 | XS901 | 0
XS2803SLRCOUPLER | 35mm Coupling for Biological M | XS2803 | 0
XS5COBJLENS40X | OBJECTIVE LENS 40X FOR XS5C |  | 0
XS810 | BIOLOGICAL BINOCULAR | MICROSCOPE XS-810 | 0
XS901N | BIOLOGICAL BINOCULAR | MICROSCOPE XS-901N | 0
XS901N100XLENS | 100X LENS FOR XS-901N |  | 0
XS901NHEAD | HEAD OF XS901N |  | 0
XS901NSTAND | STAND OF XS901N |  | 0
XS901NSTNO100X | XS901N STAND WITHOUT 100X LENS |  | 0
XS912NDARKFIELD | Dard Field Condenser Oil for XS912N |  | 0
XS912NDRYFIELD | Dry Dark Field Condenser for XS912N |  | 0
XS912OBJ40X | 40x objective lens for XS912T |  | 0
XS96 |  |  | 0
XTL3300T | XTL-3300 TRINOCULAR | MICROSCOPE | 0
XTLLOCALADJLIGHT | XTL Adjustable Lighting (Local | WITH POWER SUPPLY | 0
XY200X150MM3015 | XY TABLE FOR CPJ3015,200X150mm |  | 0
XY250X150MM3015 | XY TABLE FOR CPJ3015, 250X150mm |  | 0
XYSLIDERBIO | BIOLOGICAL MICROSCOPE XY SLIDE |  | 0
XYTABLE | XY TABLE FOR X:700MM,Y=250MM,Z=200MM |  | 0
XYTABLE5050ROT | XY TABLE FOR SCOPE 50 X 50 | C/W ROTARY | 0
XYTABLEDIG25X25 | XY TABLE FOR SCOPE WITH DIGITAL | MICROMETER 25mm x 25mm TRAVEL | 0
XYTABLEHVS30 | XY Table For Digital Vickers Hardness | HVS30 | 0
XZ1NEW | ZOOM LENS | NEW XZ-1(ZOOM LENS) | 0
XZ1OLDADAPTOR | Zoom Len (old type) XS-1 adaptor |  | 0
XZ1OLDAUXCOUPLER | AUXILIARY LENS COUPLING FOR XZ | (OLD) | 0
Y100ACCESSORIES | ACCESSORIES FOR Y100 |  | 0
Y100DARKFIELDSET | for inspection at 1000X magnification | come with Plan Objectives | 0
Y100DCA1 | DIGITAL BIOLOGICAL MICROSCOPE | BRAND: RAX VISION, MODEL: Y100DCA1 | 0
Y100DCA2 | DIGITAL BIOLOGICAL MICROSCOPE | BRAND: RAX VISION, MODEL: Y100DCA2 | 0
Y100DCC1 | DIGITAL BIOLOGICAL | MICROSCOPE Y100-DCC1 | 0
Y100EYEWF20X | EYEPIECE WF20X/10 FOR Y100 |  | 0
Y100HEAD | HEAD OF BIOLOGICAL BINOCULAR | MICROSCOPE Y-100 | 0
Y100LED | MICROSCOPE Y100 WITH LED |  | 0
Y100NO40XOBJLENS | Y100 WITHOUT 40X OBJECTIVE LENS |  | 0
Y100SLED | BINOCULAR MICROBIOLOGICAL MICROSCOPE |  | 0
Y100STAGEHOLDER | STAGE HOLDER FOR Y-100 series MICROSCOPE |  | 0
Y100STAND | Microscope stand for Y100B |  | 0
Y100UIS | Biological Microscope achromatic lens+ | Koehler illuminator | 0
Y100UISPLAN | Y100UIS, w/inifine Plan obj.,large stage | 30degree,48-75mm distance | 0
Y100XYTABLE | XY TABLE FOR Y100 |  | 0
Y103CONTRAST | Phase Contrast Kit for Y103 |  | 0
Y103GEARSET | UP/DOWN COMPLETE GEAR SET FOR Y103 |  | 0
Y103LED | Y100S LED (pls refer to file attached) |  | 0
Y103LENSPRISM | Y103 middle lens prism |  | 0
Y103PLAN+DRAWING | Y103 PLAN + DRAWING (LUCIDA) |  | 0
Y103POLFILTER | Polarising Filter for Y103 |  | 0
Y103STAND | Y103 Stand |  | 0
Y103THEAD | HEAD OF BIOLOGICAL TRINOCULAR | MICROSCOPE Y103T HEAD | 0
Y103TKOHLER | for blood inspection,Kohler Illumination | Option,(4x,10x,40x,100x)obj , S-plan | 0
Y103UIS | Y103 UIS (Universal Infinity System) | Trinocular Microbiological Microscope | 0
YAM HV-200 | YAMATO TEST BLOCK HV-200 |  | 0
YAM30HRC | Yamamoto Test Block 30HRC |  | 0
YAM32HRB | Yamamoto Test Block. HRB 32 |  | 0
YAM40HRC | Yamamoto Test Block |  | 0
YAM60HRC | Yamamoto Test Block 60HRC |  | 0
YAM62HRB | Yamamoto Test Block. HRB 62 |  | 0
YAM90HRB | Yamamoto Test Block. HRB 90 |  | 0
YAMHBW100 | Yamamoto Test Block Model: HBW-100 |  | 0
YAMHBW400 | YAMAMOTO STD BLOCK HBW-400 |  | 0
YAMHRB90 | Yamamoto Test Bloc, Model: HRB-90 |  | 0
YAMHRBS62 | Yamamoto Test Block HRB-62 |  | 0
YAMHRC30 | Yamamoto Test Block. HRC 30 |  | 0
YAMHRC35 | YAMAMOTO TEST BLOCK MODEL : HRC-35 |  | 0
YAMHRC45 | YAMAMOTO TEST BLOCK MODEL : HRC-45 |  | 0
YAMHRC50 | YAMAMOTO TEST BLOCK MODEL : HRC-50 |  | 0
YAMHRC57 | Yamamoto Test Block Model : HRC 57 |  | 0
YAMHRC60 | Yamamoto Test Block HRC-60 |  | 0
YAMHRC62 | Yamamoto Test Block Model : HRC 62 |  | 0
YAMHV600 | Yamamoto Hardness Block Model: HV600 |  | 0
YAMHV800 | Yamamoto Hardness Test Block HV-800 |  | 0
YAXISCPJ3015Z | Y Axis Linear Scale | for Profile Projector CPJ-3015Z | 0
YAXISRSF2010SP | Y Axis Linear Scale For VMM RSF2010 SP |  | 0
YC7 | NCK Dial Caliper Gage Model: YC-7 |  | 0
YELLOWFILTER31.7 | YELLOW FILTER DIA.31.7MM |  | 0
YELLOWTIPS | YELLOW PIPET TIP - 10-200uL | 1000tips/pack | 0
YK2004AH | Lutron Hot Wire Anemometer |  | 0
YP250I | YP-250I AC240V STANDARD (Plug BS1363) |  | 0
YP250I'SLAMP | YP-250I'S Lamp |  | 0
YP250I'SSOCKET | YP-250I'S Socket |  | 0
YT1066 | IMPACT BIT SOCKET SET HEX 8PCS 1/2" |  | 0
YT1947 | SIDE CUTTING PLIER 6IN | BRAND YATO | 0
YT2080 | COMBINATION PLIER 115MM | BRAND YATO | 0
YT2978 | TAPS AND DIES SET 44PCS | BRAND YATO | 0
YT4009 | TWIST DRILL BIT SETS H55 19PCS | BRAND YATO | 0
YT-6603 | LONG NOSE PLIER 6IN_160MM | BRAND YATO | 0
Z144 | Surface Light Lens With Holder |  | 0
Z167 | X axis friction driving assembly |  | 0
ZEAL06500 | HYDROMETER GENERAL PURPOSE WAX TYPE | RANGE :0-10 | 0
ZEAL06501 | HYDROMETER GENERAL PURPOSE WAX TYPE | RANGE :10-20 | 0
ZE-D3501 | Hydrometer0.800/1.000, 230mm Long |  | 0
ZE-D3502 | Hydrometer1.000/1.200, 230mm Long |  | 0
ZE-D3503 | Hydrometer1.200/1.400, 230mm Long |  | 0
ZE-D3504 | HYDROMETER 1.400/1.600,230mm Long |  | 0
ZE-D3559 | Hydrometer 1.050/1.100,230mm Long 1 Div |  | 0
ZEROPLATE | zero plate for coating thickness gauge |  | 0
ZOOMLENCMOUNT | Zoom Lens C-mount |  | 0
ZOOMLHOLDZTXE | Zoom lens donut holder (ZTX-E |  | 0
ZTS-50N | Imada Digital Force Gage Model: ZTS-50N |  | 0
ZTX3ECOUPLING | ZTX-3E Coupling |  | 0
ZTXE | STEREOZOOM BINOCULAR | MICROSCOPE ZTX-E | 0
ZTXEBASE | ZTX-E Base |  | 0
ZTXEEARM | E-ARM FOR ZTX-E |  | 0
ZTXEEYEADJPIN | ZTX-E EYEPIECE ADJUSTMENT PIN |  | 0
ZTXEEYESLIDE | EYEPIECE SLIDE TUBE OF ZTX-E |  | 0
ZTXEHEAD | ZTXE HEAD ONLY |  | 0
ZTXELIGHTSTDNORP | ZTX-E Built in Lighting stand | w/o rack & pinion | 0
ZTXELIGHTSTDNOTL | ZTX-E Built in Lighting stand | w/o Top Lighting | 0
ZTXENOE | STEREOZOOM MICROSCOPE | ZTX-E NO EYEPIECE | 0
0509 | Tube 15ml conical,graduated(Falcon type) | (per 500pcs.) Cat No:0509 Brand :Hettich | 1
1137 | Brand: Hettich, Cat No: 1137 | Angle rotor, 6-place | 1
1213 | Angle rotor, 18-Place, for spin | column kits, Cat no: 1213 | 1
1401 | BENCH-TOP CENTRIFUGE- UNIVERSAL 320 | BRAND: HETTICH, CAT NO: 1401 | 1
2074 | Brand : Hettich, Cat no. :2074 | Hematocrit capillaries, heparinized, per | 1
4758 | Brand : Hettich, Cat no. :4758 | Swing-out rotor 8-place without suspensi | 1
0352900 | IKA, OFF DRIVE SHAFT (POS 29) |  | 1
402042 | ILMVAC Service Kit includes diaphragm, | valves & O-ring. MP/MPC 601T ecoflex | 1
0741300 | R 1345 R-? W-? W-L; Stirrer ? | Shaft ? shaft length 100, 8, 540 mm | 1
0757700 | IKA, R1375 Paddle Stirrer | Stirrer Dia.70mm/Shaft Dia.8mm/L:550mm | 1
0890100 | AXIAL BEARING |  | 1
0893700 | NEEDLE BEARING |  | 1
1295900 | R 1382 R-? W-? W-L; Stirrer ? | Shaft ? shaft length 55, 8, 350 mm | 1
1358600 | RS 1 Set of magnetic stirring bar |  | 1
1412100 | R 2723 Telescopic stand |  | 1
1584002 | Contact plug? |  | 1
1602800 | T 65 D ULTRA-TURRAX? |  | 1
1608000 | T 653 Telescopic stand |  | 1
1713800 | S 25 N - 25 F Dispersing element |  | 1
2332900 | R 1311 R-? W-? W-L; Stirrer ? | Shaft ? shaft length 30, 8, 350 mm | 1
2600000 | EUROSTAR power control-visc |  | 1
2621800 | Maxi MR 1 digital IKAMAG? |  | 1
2819000 | VXR basic Vibrax?Small shaker |  | 1
2830004 | RW 11 basic Lab creamy blue |  | 1
2850000 | IKA, ELECTRONIC OVERHEAD STIRRER | EUROSTAR power control-visc P4 | 1
2905200 | A 11.2 Cutting blade |  | 1
2939000 | MF 0.5 Sieve (Hole size 0.5 mm) | ID: 2939000 | 1
2939400 | MF 2.0 Sieve (Hole size 2.0 mm) | ID: 2939400 | 1
2980200 | KS 260 basic Laboratory shaker |  | 1
3120000 | AS 130.3 Dish attachment |  | 1
3124000 | PCB display? |  | 1
3159000 | RH 5 Strap clamp |  | 1
3319000 | MS 3 digital Small shaker |  | 1
3340000 | Vortex Genius 3 Vortex shaker | Brand: IKA, ID: 3340000 | 1
3370100 | S 10 N - 10 G Dispersing element |  | 1
3447200 | Pcb MS 3 digital |  | 1
3460000 | EUROSTAR power control-visc 6000 |  | 1
3622000 | RET basic IKAMAG?safety control | (stainless steel heating plate) | 1
3646000 | ULTRA-TURRAX?Tube drive; Drive, incl.1x | removal hook for removal the rotor-sta) | 1
3672000 | IKAMAG , BIG SQUID |  | 1
3690600 | RT 5 MAGNETIC STIRRER | Brand : IKA, ID:3690600 | 1
3737000 | T 10 Basic |  | 1
3787000 | IKA T50 DIGITAL ULTRA-TURRAX |  | 1
3958000 | IKA, CENTRIFUGE,MINI G |  | 1
4028600 | EUROSTAR 20 HIGH SPEED DIGITAL |  | 1
4047700 | VORTEX 1 TEST TUBE SHAKER |  | 1
4095500 | T 10 standard ULTRA-TURRAX?PCR Kit Dis |  | 1
4442000 | EUROSTAR 20 DIGITAL, OVERHEAD STIRRER | BRAND: IKA, ID: 4442000 | 1
4444000 | EUROSTAR 40 DIGITAL OVERHEAD STIRRER | BRAND: IKA, ID: 4444000 | 1
4446000 | EUROSTAR 60 DIGITAL OVERHEAD STIRRER | BRAND: IKA, ID: 4446000 | 1
4524400 | DS 5 TUBE ATTACHMENT |  | 1
5019800 | IKA,Magnetic Stirrers with Heating | Model: RH DIGITAL (5019800) | 1
8037700 | IKA, RV 10 Control V, Rotary Evaporator | c/w HB10 Control & RV10.1 Glassware | 1
25005521 | RCT digital, |  | 1
1133-01 | Angle rotor 12-place fitting in EBA 280S |  | 1
1620A | Angle rotor 6-place, Cat No: 1620A |  | 1
2060C-02 | Diaphragm vacuum pump |  | 1
2534C-02 | Wob-l Pressure/Vacuum Dry Pump |  | 1
25XMINILEDSCOPE | 25x miniLED microscope |  | 1
3100C-02 | WELCH, PERISTALTIC PUMP (ANALOG) |  | 1
4NOSEXS901N | 4 HOLES NOSEPIECE FOR XS901N |  | 1
50XMINILEDSCOPE | 50x miniLED microscope |  | 1
57MMPAPERROLL | 57mm paper roll |  | 1
74BWW4PIN | FLUORESCENT RING LIGHT BULB | 74BWW 4PIN | 1
8MMTC0812LENS | MANUAL IRIS LENS 8MM TC0812 |  | 1
A00000168 | DK20 SAMPLE RACK |  | 1
A00000169 | DK20 SUCTION CAP AND DRIP TRAY |  | 1
A00000190 | DK20 SUPPORT SYSTEM |  | 1
A00001096 | Suction cap for DK6 |  | 1
A00001110 | Sample rack for DK20/26 |  | 1
A00001111 | Sample rack for DK6 |  | 1
A00109626 | Suction cap for DK20/26 |  | 1
ACC(M)PCB1 | NEW PCB (UPA) FOR UCA/UWA |  | 1
ACCADAPTOROLDVER | old version adaptor (6V 1A) |  | 1
ACCBATTERYP2000B | P2000B 6V 5am rechargeable ba |  | 1
ACCBB3000 | ACCUTEC DIGITAL WEIGHING SCALE | BB-3000 | 1
ACCBSWCPCB | BSW-C PCB |  | 1
ACCBSWD | BSWD |  | 1
ACCBSWS2BATTERY | battery for BSWS2 |  | 1
ACCCASINGUWA | CASING FOR UWA |  | 1
ACCCHICKEN | chicken scale (SUS) |  | 1
ACCGRC | ACCUTEC DIGITAL COUNTING | INDICATOR GRC | 1
ACCGRW3 | ACCUTEC DIGITAL WEIGHING SCALE | GRW-3 | 1
ACCGRWKEYPAD | GRW DESKTOP MEMBRAIN KEYPAD |  | 1
ACCKIP15 | ACCUTEC DIGITAL PRICING SCALE | KIP-15 | 1
ACCLOADBB300 | BB300 loadcell |  | 1
ACCLOADLFS | LOADCELL LFS ROUND 5 TONS |  | 1
ACCLOADUBA012 | LOADCELL UBA-012 |  | 1
ACCLOADUBA6 | UBA-6KG |  | 1
ACCLOADURA500 | Load cell: URA 500Kg |  | 1
ACCMES1T | BENCH WEIGHING SCALE MES 1T X 200g |  | 1
ACCMWB003 | ACCUTEC WEIGHING SCALE MC SERIES 3KG |  | 1
ACCPLAT150S | PLATFORM STAND - 150 KG -2 (SMALL) |  | 1
ACCPLAT30VC | PLATFORM STAND 30KG TO CONNECT | TO VC50 | 1
ACCPLATBSWS2 | SUS PLATFORM FOR BSWS-2-150KG |  | 1
ACCPRINTER16S | TP MICRO PRINTER 16S |  | 1
ACCRIBBON16S | RIBBON FOR 16S |  | 1
ACCUCAB012 | ACCUTEC DIGITAL COUNTING SCALE | UCA-B-012 (12KG X 1G) | 1
ACCUCABIC | IC - for UCA-B LCR-3A |  | 1
ACCUCAE030 | ACCUTEC DIGITAL COUNTING SCALE | UCA-E-030 | 1
ACCUF50KG | DIGITAL HANDY FORCE GAUGE MODEL:UF-50KG |  | 1
ACCUPA15 | ACCUTEC DIGITAL PRICING UPA-15 |  | 1
ACCUTA1T | CRANE SCALE UT-A-1T |  | 1
ACCUTA3T | CRANE SCALE UT-A-3T |  | 1
ACCUWAB012 | ACCUTEC DIGITAL WEIGHING SCALE | UWA-B-012 (12KG X 1G) | 1
ACCUWAC030TL | UWA-C-030 WITH TOWER LIGHT |  | 1
ACCUWAE015 | UWA-E-015 |  | 1
ACCUWP6KG | WATERPROOF SCALE UWP-6KG |  | 1
ACM1 | Video eyepiece camera uses for TV |  | 1
ADAPTORLED48W | ADAPTOR FOR LED48-W |  | 1
AIK110VADAPTER | Aikoh AC110V Adapter |  | 1
AL1010 | HIGH POWER METALLURGICAL | MICROSCOPE AL- 1010 | 1
ARCSCALGAUGE | CALIBRATION GAUGE FOR RFS/RFA |  | 1
ARCSLKIT | ARCS LEARNING KIT |  | 1
ASTSRM | AST-SRM | SURFACE RESISTIVITY METER | 1
ATTAP05 | attonic push-pull tester 500g |  | 1
ATTAP30 | ATTONIC DIAL PUSH PULL GAUGE 3 | AP-30 | 1
ATTAP5 | ATTONIC DIAL PUSH PULL GAUGE 5 | AP-5 | 1
ATTARF05 | ATTONIC DIG PUSH PULL GAUGE 5 | ARF-05 | 1
ATTARF50 | ATTONIC DIG PUSH PULL GAUGE 50 | ARF-50 | 1
ATTDTC100 | Attonic Digital Torque Driver Model: | DTC-100 | 1
ATTDTC20 | ATTONIC DTC-20 |  | 1
ATTLOAD10 | Attonic Load-10 Loadcell |  | 1
ATTMP10 | ATTONIC MP-10 |  | 1
AU600C | AU600C |  | 1
AUX0.75XML30 | 0.75x auxiliary lens for ML30 |  | 1
AUXLENS1.5X | AUXILIARY LENS 1.5X |  | 1
AUXLENS2X | AUXILIARY LENS 2X |  | 1
AX120 | Analytical Balances 120gx0.1mg | with internal weight AX120 | 1
B218 | BEETLE BALANCE B218, 6KG X 1G |  | 1
BD750-04 | Weighing Boats Disposable Polystyrene | White 100ml(diamond shape)Pack of 250pc | 1
BE610 | SCOTTS BEETLE BALANCE BE610 | 600G X 0.01G | 1
BEAKER250ML | beaker , glass 250ml |  | 1
BEAKER600ML | Beaker Glass Low Form Graduated 600ml |  | 1
BFN701 | INONIZER |  | 1
BIGBULBTH322 | BIG BULB 6V 15W FOR TH322 |  | 1
BL3200HL | Top-Loading Balances 3200gx0.01g | WITH BACKLIGHT BL3200HL | 1
BMTY12AAA221 | MAGNETIC ADAPTER FOR SJ-210 |  | 1
BMTY12AAA222 | HEIGHT GAGE ADAPTOR (MM) |  | 1
BMTY176-117 | MITUTOYO 20X EYEPIECE FOR TM505 |  | 1
BMTY178-296 | Standard Detector 0.75mN | for SJ Roughness Tester | 1
BMTY178-392 | small hole detector(D4.5mm) |  | 1
BMTY178-571-01E-PR15 | MITUTOYO SJ-310 ( 0.75mN ) | Inclu : software / 12AAD510-L Cable | 1
BMTY302-701-1E | MODEL: PJ-A3010F-200 (MM) |  | 1
BMTY361-841A | QI-A2010C |  | 1
BMTY810-124E | Mitutoyo HM-101 MICRO-VICKERS |  | 1
BMTY810-202E | MITUTOYO Rockwell Hardness Tester | Model:HR-521, Standard Type | 1
BMTY810-299 | Mitutoyo Hardmatic HH-411/JIS |  | 1
BMTY811-013 | CTS-103/STAND FOR HH300 |  | 1
BMTY811-014 | CTS-104/STAND FOR HH300 SERIES |  | 1
BMTY811-330 | HH-330 |  | 1
BMTY811-330-10 | HH-330 |  | 1
BMTY811-338-10 | HH-338 |  | 1
BMTY963-220-30E | MITUTOYO Hardness Tester HR-210MR |  | 1
BMTY963-240-30E | Rockwell Hardness Testing Machines | Brand : Mitutoyo Model :BMTY963-240-30E | 1
BMTY997090 | CALIBRATION KIT FOR RA300/400 |  | 1
BNCRCACON | BNC-RCA CONNECTOR |  | 1
BND#F6010 | 14L furnace |  | 1
BR501 | APEL BILIRUBIN BR501 |  | 1
BRAKET15X44X66 | 15MM X 44MM X 66MM BRAKET |  | 1
BSWC+TOWERLIGHT | BSWC WITH RELAY OUTPUT AND 3 COLOUR | TOWER LIGHT | 1
BULBY103 | bulb for Y103 |  | 1
BX3000 | Top-Loading Balances 3000gx0.01g | BX3000 | 1
BX32KH | Precision Platform Balances 32kg x 0.1g | BRAND: SHIMADZU, MODEL: BX32KH | 1
BX420H | Top-Loading Balances | BX420H | 1
CABLE24V2MFXB2 | 2M Extension Cable 24V Connect | FXB-2 | 1
CCD0.3XRMZ | 0.3X CCD COUPLING FOR RMZ |  | 1
CEN325SOUNDFILTER | Black Filter sponge for CENTER 325 |  | 1
CENTER300 | CENTER 300 THERMOMETER, K TYPE, | 1 CHANNEL WITH TP-K01 PROBE (1PC) | 1
CENTER303 | Type K, J Thermometer with RS-232 | interface | 1
CENTER315 | CENTER 315 | Humidity & Temperature Meter | 1
CENTEREYEBIO | CENTERING EYEPIECE FOR BIOLOGICAL | MICROSCOPE | 1
COOLPIXEYEADAP | Nikon Coolpix camera eyepiece | for 30mm diameter | 1
CS52 | H NEW POCKET BALANCE CS52 | 500G X 0.1G | 1
CTRLPANELVC6020 | CONTROL PANEL FOR OVEN VC 6020 |  | 1
D/KITFOR-ELB/AY | Density Kit for ELB/AY |  | 1
D01454031 | PT-NI (5mg) WIRE | D01454031 | 1
D32003692 | AC ADEPTER FOR EP60 | D32003692 | 1
D3213111304 | BALANCE WEIGHT | D3213111304 | 1
D3213113306 | BALANCE WEIGHT | D3213113306 | 1
D3215150315 | D3215150315 | PARALLEL GUIDE | 1
D3215151703 | THREAD BAR | D3215151703 | 1
D3215198308 | REPLACE CODE D3217018308 |  | 1
D32153911 | TRAY CATCH STAND ASSY FOR BL620S |  | 1
D3215473303 | CENTRE OF GRAVITY, L=6 | D3215473303 | 1
D32155222 | MAGNET ASSY BX |  | 1
D32160444 | Glass Assy |  | 1
D32160445 | SIDE GLASS RIGHT ASSY FOR AY220 |  | 1
D3216052101 | Detector Assy? | D3216052101 | 1
D32160535 | FRONT GLASS ASSY |  | 1
D3216065205 |  | D3216065205 | 1
D32162150 | Animal bucket set for UW/UX(2200g above) |  | 1
D32162688 | AC ADAPTER FOR EP80 | D32162688 | 1
D32162931 | FRONT GLASS ASSY |  | 1
D3216293201 | SHIMADZU GLASS (LEFT) FOR AUW220D |  | 1
D3216293202 | Side Glass Right for Windsheild AUW |  | 1
D32162935 | ROOF GLASS FOR AUX220 |  | 1
D32162983 | AUX PCB |  | 1
D3216455001 | power board assy---new code 321-64550-41 |  | 1
D3216455303 | Main Board Assy. TW/TX |  | 1
D32164581 | Roof glass set (with knob) |  | 1
D3216458301 | Glass set,side (right,with knob) |  | 1
D3216458302 | Glass set,side (left,with knob) |  | 1
D3216470302 | LCD DISPLAY FOR TX-l/TXB |  | 1
D3217059710 | SHIMADZU, Assy, Display UX series |  | 1
D32171041 | Shimadzu Roof Glass Assy with Knob,for X |  | 1
D3217104301 | GLASS DOOR RIGHT ATX224 |  | 1
D3217153402 | Heater for Shimadzu MOC63U |  | 1
D3217218501 | Display board assy AT |  | 1
D3217370002 | AP324W with one unit of Stablo AP |  | 1
DARKFIELD | DARFILD ATTACHMENT |  | 1
DARKFIELDCONDRY | Dark Field Condenser (Dry) NA 0.9 |  | 1
DARKFIELDCONOIL | Dark Field Condenser (Oil) NA 1.25-1.36 |  | 1
DARKFIELDOBJ100X | The achromatice objective 100x with | cone grating for Darkfield | 1
DEHCT500FAN | FAN CT500 FOR CT500E DEHUMIDIFIER |  | 1
DEHCT500MOTOR | MOTOR CT500 FOR CT500E DEHUMIDIFIER |  | 1
DEMODRO | DIGITAL READ OUT FOR CS300 , CS5000 |  | 1
DENCURINGLIGHT | Dental Curing Light |  | 1
DENLOCATOR | Dental Apex Locator |  | 1
DENORALCAMERAPC | Intra-oral Camera (PC system) |  | 1
DENULTRASCALER | Dental Ultrasonic Scaler |  | 1
DH.WHG02016 | HG-15A Package, with HT1018, CL200, ST10 |  | 1
DH.WHM12010 | Aluminum-case stirrer heating | mantles with Controller,50 ml | 1
DH.WHM12011 | Aluminum-case stirrer heating | mantles with Controller,100 ml | 1
DH.WHM12012 | Aluminum-case stirrer heating | mantles with Controller,250 ml | 1
DH.WRK01020 | WITEG ORBITAL SHAKER, MODEL: RK-2D |  | 1
DH.WUC.S056 | FET |  | 1
DMICROMETER50MM | DIGITAL MICROMETER 50X50MM |  | 1
DN16KF | fitting set for MPC diaphragm pump | order code : 404002 | 1
DRY460SSPOWERPCB | POWER PCB FOR DRY 460SS |  | 1
DRY460SSTRANS | transformer for DRY 460SS |  | 1
E1550 | Brand : Hettich, Cat no. :E1550 | Output section 230V 50Hz | 1
E2STD20MG | E2 Standard weight 20mg |  | 1
E2STD5MG | E2 Standard weight 5mg |  | 1
E3291 | Terostat MS 930, sealant, grey, 310 ml |  | 1
EB12KH | Balance 12kg x 1g | EB12KH | 1
EIS1.59 | BRAND : EISEN |  | 1
EIS2.450 | Eisen Ind. Pin Gage Custom Made | Size: 2.450mm | 1
EIS3.308 | Eisen Ind. Pin Gage EP-Series |  | 1
EIS3.957 | Eisen Ind. Pin Gage EP-Series |  | 1
EIS5.971 | Eisen Pin Gage Dia: 5.971 |  | 1
EISEM2A(+) | Eisen Pin Gage Set , Set No. EM-2A (+) |  | 1
EISEM2B(+) | Eisen Pin Gage Set , Set No: EM-2B+ | EM Series | 1
EISEP0A | Eisen Pin Gage Set Model: EP-0A | 0.20-0.50MM TOL:+/-0.01MM (31pcs) | 1
EISEP0B | Eisen Pin Gage Set Model: EP-0B | 0.50-1.00MM TOL:+/-0.01MM (51pcs) | 1
EISEP1A | Eisen Pin Gage Set Model: EP-1A | 1.00-1.50MM TOL:+/-0.01MM (51pcs) | 1
EISEP1B | Eisen Pin Gage Set Model: EP-1B | 1.50-2.00MM TOL:+/-0.01MM (51pcs) | 1
EISEP2A | Eisen Pin Gage Set Model: EP-2A | 2.0-2.50MM TOL:+/-0.01MM (51pcs) | 1
EISEP2B | EISEN EP-2B |  | 1
EISEP3A | EISEN EP-3A |  | 1
EISEP4.40 | Eisen Ind EP Series Pin Gage | (Tol:+/-0.0005mm) Dia: 4.40mm | 1
EISEP4.50 | Eisen EP Series Ind. Pin Gage | Dia: 4.50mm | 1
EISEP4A | EISEN EP-4A |  | 1
EISEP4B | EISEN EP-4B |  | 1
EISEP5A | EISEN EP-5A |  | 1
EISEP5B | EISEN EP-5B |  | 1
EISEP6A | EISEN EP-6A |  | 1
EISEP6B | EISEN EP-6B |  | 1
EISEP7A | EISEN EP-7A |  | 1
EISEP7B | EISEN EP-7B |  | 1
ELB12KH | Portabe Electronic Bal 12kgx1g | ELB12KH | 1
EP110 | Shimadzu printer |  | 1
EP2C-ADAPTER | MITUTOYO C-MOUNT ADAPTER FOR TM505 |  | 1
EX2005 | EX2005 |  | 1
EXTENDSOMETER | EXTENSOMETER FOR WDW-50E |  | 1
EYE10X22MMOLY | OLYMPUS EYEPIECE 10X/22MM |  | 1
EYE10XRECY100 | Y100 EYEPIECE 10X WITH RECTICLE SCALE | 0-100 DIV (CROSS) | 1
EYEADAPTOR24MM | 24mm Eyepiece Adaptor |  | 1
EYECAMADAP30MM | 30.00mm Eyepiece Camera Adaptor |  | 1
EYECCOUPLER30.5 | EYEPIECE CAMERA COUPLING | DIAMETER 30.5MM | 1
EYESWF10XADJ | EYEPIECE SWF 10X WITH ADJUSTAB | LENSE | 1
EYESWF25XSZ | EYEPIECE SWF 25X (bigger ) | for SSZ/MTS | 1
F101A0127 | ECO8 Thermoreactor 115-230V/50-60Hz |  | 1
F105A0111 | FC4S Flocculator 100-240V / 50-60Hz |  | 1
F1STD100G | F1 STD WEIGHT 100G |  | 1
F1STD1KG1MG | F1 STD WEIGHT 1KG - 1MG |  | 1
F1STD200G | F1 STD WEIGHT 200G |  | 1
F1STD20G | F1 STD WEIGHT, 20G |  | 1
F201A0152 | ES Overhead stirrer 80-260V/50-60Hz |  | 1
F203A0179 | MULTISTIRRER6 DIGITAL 100-240V/50-60Hz |  | 1
F204A0167 | AMI Magnetic stirrer 100-240V / 50-60Hz |  | 1
F20500061 | AREC.X Heating mag. stirrer 230V/50-60Hz |  | 1
F20500101 | HSC Heating mag. stirrer 230V/50-60Hz |  | 1
F20700431 | RC Heating plate 230V/50-60Hz |  | 1
F2STD10KG | F2 Std Weight 10 kg |  | 1
F2STD1KG | F2 Std Weight 1 kg |  | 1
F2STD1KG1MG | Standard Weight Set, F2 | Range: 1mg-1Kg (25pcs/set) | 1
F2STD20G | F2 Std Weight 20 G |  | 1
F2STD20KG | F2 Std Weight 20 kg |  | 1
F2STD2KG1MG | Standard Weight Set, F2 | Range: 1mg-2kg (27pcs/set) | 1
F2STD500G | F2 Std Weight 500g |  | 1
F30100185 | DK20/26 Digester 230V/50-60Hz |  | 1
F40100541 | JPV Water vacuum pump 230V/50-60Hz |  | 1
F40200006 | SP311/6 Peristaltic pump 230V/50-60Hz |  | 1
F40200060 | SP311/60 Peristaltic pump 230V/50-60Hz |  | 1
F902H15KG | SCOTTS SCALE F902H 15KG |  | 1
F902H30KG | SCOTTS SCALE F902H 30KG |  | 1
F905LCD | SCOTTS FEIHU COUNTING | SCALE F905 (LCD) (W/O POLE) | 1
F992HLED | SCOTTS FEIHU PRICING SCALE | F992H (LED) (POLE) | 1
F998HLEDPOLE | SCOTTS FEIHU DESKTOP WEIGHING | SCALE F998H (LED) (POLE) | 1
FC9203A | FORCED CONVECTION OVEN | FC9203A | 1
FCH9036A | FORCED CONVECTION OVEN,300degC,32L | BRAND:CONSTANCE, MODEL:FCH-9036A | 1
FCH9076A | FORCED CONVECTION OVEN,300degC,72L | BRAND:CONSTANCE, MODEL:FCH-9076A | 1
FCH9246A | OVEN FCH 9246-A BRAND : CONSTANCE |  | 1
FCH9626A | FORCE CONVECTION OVEN ? |  | 1
FEJ1000A | FEJ1000A |  | 1
FEJ1000B | FEJ-1000B |  | 1
FGP10 | Shimpo Digital Push Pull Gage Mdl:FGP10 |  | 1
FGP2 | SHIMPO FORCE GAUGE |  | 1
FGP5 | SHIMPO, PUSH PULL GAUGE |  | 1
FN1002 | CONSTANCE FN SERIES HEAT FURNACE,2L | MODEL: FN1002, 1000degC | 1
FR1DISPLAYIND | FR1 REMOTE DISPLAY INDICATOR |  | 1
FUJ PDG-50 | Model: PDG-50 Pocket Depth G |  | 1
FUJ140 | FUJI Model: 140 Mini Magnetic Stand |  | 1
FUJ157 | FUJI Model: 157 Screw Pitch Gage |  | 1
FUJ160 | Fuji Tools Pitch Gage Model No. 160 |  | 1
FUJ178MB | FUJI RADIUS GAUGE 7.5~15MM BY | 178MB | 1
FUJ178MR | FUJI Model: 178MR Radius Gage |  | 1
FUJ272MA | Fuji Tools Radius Gage Model: | 272MA | 1
FUJ272MAA | FUJI RADIUS GAUGE 0.1~1MM BY 0 | 272MAA | 1
FUJ272MB | FUJI RADIUS GAUGE 5.5~13MM BY | 272MB | 1
FUJ6 | FUJI Model: No. 6 Screw Pitch Gage |  | 1
FUJL300MC | FUJI RADIUS GAUGE 13.5~17MM BY | L300MC | 1
FUJL300MH | FUJI RADIUS GAUGE 39~50MM BY 1 | L300MH | 1
FUNNELADAP010053 | Shimpo Funnel Adapeter Code: 010053 |  | 1
GAM20AS | GAM 20AS Jig Calibration Machine | ( Siemens ) | 1
GAM70 | GAM70 Laser Vision Measurement |  | 1
GCH9247A | Natural Convention Oven GCH-9247A |  | 1
H2O-MM-UV-T | SARTORIUS Ultrapure Water System | arium mini plus,type 1 with UV | 1
HANGINGSCALE | Nagata Dual Dial Hanging Scale |  | 1
HAWKEYEBORESCOPE | hawkeye for borescope |  | 1
HB3000 | BRINNEL HB 3000 |  | 1
HETF0100 | FIXED VOLUME PIPETTE, 100ul | BRAND: HETTICH | 1
HETF0250 | FIXED VOLUME PIPETTE, 250ul | BRAND: HETTICH | 1
HETV0050 | Variable Volume Pipette, 5-50ul | Brand: Hettich | 1
HEX00114012 | MICROMETER 0.01- 50-75MM |  | 1
HEX00114013 | MICROMETER 0.01- 75-100MM |  | 1
HEX00114030 | MIC. INTER. 0.01- 0-150MM |  | 1
HEX00114101 | DIGITAL OUTSTANDING MICROMETER |  | 1
HEX00514036 | DIAL DEPTH CAL 150MM 0.02MM |  | 1
HEX00534020 | DIGITAL CALIPER, 150MM/6" | BRAND: HEXAGON STANDARD GAGE | 1
HEX00534021 | DIGITAL CALIPER, 200MM/8" | BRAND: HEXAGON STANDARD GAGE | 1
HEX00534200 | ELEC CAL 150MM/6IN IP54 FRACT |  | 1
HEX01814010 | LEVEL DIAL 0.01MM-0.8MM-S |  | 1
HIM2015CALHOLJIG | HIM2015 CAL HOLDER JIG |  | 1
HL150MDETECTOR | HL 150 MONEY DETECTOR |  | 1
HLN11ACABLE | cable time HLN11A |  | 1
HLN11APRINTCOVER | printer paper cover for HLN-11 |  | 1
IODINEFLASK250ML | Iodine Flask 250ml |  | 1
JAPAN80ADL | 80-A DL | JAPAN | 1
JAPANRA92BDL | FLUORESCENT RING LIGHT BULB | RA92BDL 4 PINS JAPAN | 1
JPG1/4X20UNC2BGPIP | JPG Thread Plug Gage, | Size:1/4X20UNC2BGPIP | 1
JPGM8X1.25 | JPG Thread Plug Gage M8x1.25 (GPIP2) |  | 1
K265FLAT15KG | DIBAL (K265 FLAT) 15KG |  | 1
KIB1530 | Probe Handler , Code: 1530 |  | 1
KIB1531 | Probe Maintenance Station |  | 1
LAMPHOUSINGMMDB | lamp housing for MM-DB |  | 1
LEDRFS | led for RFS |  | 1
LEIEZ4D | LEICA EZ4D |  | 1
LIGHTCONDY100 | Bottom Light Condenser for Y-100 |  | 1
LOADCELLARF1 | Load Cell for ARF 1 |  | 1
LOADCELLARF2 | Load Cell for ARF 2 |  | 1
LOADCELLARF20 | Load Cell for ARF 20 |  | 1
LOADCELLARF5 | Load Cell for ARF 5 |  | 1
LOADCELLARF50 | Load Cell for ARF50 |  | 1
MA750 | hard carrying case |  | 1
MA840 | POLAROGRAPHIC D.O. PROBE WITH 3 METER | CABLE FOR SM600 | 1
MA871 | Brix digital refractometer |  | 1
MA917B/1 | DOUBLE JUNCTION REFILLABLE pH ELECTRODE | MILWAUKEE, MA917B/1 | 1
MANTIREFCLAMP | REFUR MANTIS SCOPE CLAMP TYPE |  | 1
METAMOUNT2 | METAMOUNT - 2 Mounting Press |  | 1
METTLERIND | METTLER TOLEDO INDICATOR |  | 1
MF601 | EDUCATION BIOLOGICAL | MICROSCOPE MF-601 | 1
MF602D | BIOLOGICAL MONOCULAR | MF-602D | 1
MI180 | MILWAUKEE BENCH TOP pH/TDS/CONDUCTIVITY/ | ORP/NaCI/TEMP METER, MODEL: MI180 | 1
MINISCALE120G | MINI SCALE 120G X 0.1G |  | 1
MIT1000X750X150S | GRANITE STAND FOR 1000X750X150MM |  | 1
MIT102515 | OUTSIDE MICROMETER 50-75MMx0.001 | 102-515 | 1
MIT103100 | OUTSIDE MICROMETER IN SET | 0-100MMx0.01 103-100 | 1
MIT104100M | OUTSIDE MICROMETER IN SET | 0-100mm x 0.01 104-100M | 1
MIT148100 | MICROMETER HEAD 0-6.5MMx0.01 | 148-100 | 1
MIT192135 | DOUBLE BEAM DIGITAL COUNTER 192-135 |  | 1
MIT1X100X150X40 | GRANITE STAND 215-100 | 100 X 150 X 40MM (FIX) | 1
MIT300X300X70CH | GRANITE SURFACE PLATE WITH CENTER HOLE | SIZE: 300 X 300 X 70MM | 1
MIT500325 | DIGIMATIC CALIPER 0-200MMx0.0 | 500-325 | 1
MIT511225 | DIAL BORE GAUGE 50-160MMx0.01 | 511-225 | 1
MIT514235S | VERNIER HEIGHT GAGE 0-300MMx0. | 514-235S | 1
MIT630X630X100 | GRANITE STONE 630X630X100MM |  | 1
MIT800X500X130S | GRANITE STAND FOR 800x500x130mm |  | 1
ML30 | ZOOM MONOCULAR STEREOMICROSCOPE | BRAND: RAX VISION, MODEL: ML-30 | 1
MLCD2 | 3D LCD ZOOM MICROSCOPE | BRAND: RAX VISION, MODEL: MLCD-2 | 1
MM10A | HIGH POWER METALLURGICAL | MICROSCOPE MM10A | 1
MM20A | HIGH POWER METALLURGICAL | MICROSCOPE MM20A | 1
MMDB | Brightfield & Darkfield Metallurgical | Microscope MMDB | 1
MOC120H | UNIBLOC MOISTURE ANALYZER, 120G | BRAND: SHIMADZU, MODEL: MOC120H | 1
MR100ATC | SALINITY REFRACTOMETER |  | 1
MR52 | BIOLOGICAL MONOCULAR | MR-52 | 1
MR82ATC | SUGAR REFRACTOMETER |  | 1
MSU25D | ISHIN METROLOGY SOFWARE- DATA | ANALYSIS SOFTWARE MSU25D | 1
MTY0253129-00 | USB-ITN Demo Kits |  | 1
MTY02AZD790A | SPC Cable U-WAVE with Data Button, 160mm |  | 1
MTY02AZD790B | CONNECTING CABLE B,264F |  | 1
MTY02AZD790D | Mitutoyo Connecting Cable |  | 1
MTY02AZD790F | CONNECTING CABLE F,264F |  | 1
MTY02AZE140D | Mitutoyo Foot Switch MODEL 02AZE140D |  | 1
MTY02AZE200 | Mitutoyo U-WAVE-T mounting plate |  | 1
MTY04AAA759 | Mitutoyo SPINDLE,MM,342M |  | 1
MTY04AAB208 | Mitutoyo Speeder Cover(Gray) |  | 1
MTY04AAB463 | Mitutoyo Battery Minus Contact(-) |  | 1
MTY050084-10 | DEPTH BASE ATTACHMENT/100MM |  | 1
MTY05CZA624 | SPC CABLE WITH DATA SWITCH |  | 1
MTY05HZA026 | ENCODER ASSY,192M |  | 1
MTY06ADV380A | USB INPUT TOOL DIRECT |  | 1
MTY06AEG302JA | Mitutoyo AC Adapter Linear Gage |  | 1
MTY06AEN846 | USB-ITPAK |  | 1
MTY07CZA057 | ATTACHMENT/HOLE PITCH(MM),PAIR |  | 1
MTY07GZA000 | SCRIBER,514 |  | 1
MTY09GZA352A | Mitutoyo cover assembly |  | 1
MTY101040 | BACK LUG ON CENTER |  | 1
MTY101118 | Mitutoyo Shell Type Point L:10mm |  | 1
MTY101210 | BACK LUG ON CENTER |  | 1
MTY101306 | Mitutoyo Lug-on-Center Back |  | 1
MTY101387 | CONTACT POINT |  | 1
MTY101462 | Mitutoyo Hardened steel |  | 1
MTY102-311 | Outside Micrometer |  | 1
MTY103017 | MITUTOYO CARBIDE CONTACT POINT | SIZE: DIA.1mm , LENGTH:14.7mm | 1
MTY103-144-10 | Mitutoyo Outside Micrometer | Range175-200 mm x0,01 mm | 1
MTY103-147-10 | micrometer wth rachet stop |  | 1
MTY103-148-10 | outside micrometer |  | 1
MTY103-185 | Mitutoyo Outside Micrometer |  | 1
MTY103-186 | Mitutoyo Outside Micrometer |  | 1
MTY103-188 | Mitutoyo Outside Micrometer |  | 1
MTY103-913-50 | MICROMETER OMST-150C |  | 1
MTY103-914-50 | MITUTOYO O/S MICROMETER SET | 0-300MM X 0.01MM (12PCS/SET) | 1
MTY103-927-10 | MITUTOYO O/S MICROMETER SET | 0-75MM X 0.01MM (3PCS/SET) | 1
MTY104-137 | MICROMETER OMC-6 IN |  | 1
MTY104-139A | Mitutoyo Outside Micrometer | Range 0-100mmx0.01 mm | 1
MTY104-140A | Mitutoyo Outside Micrometer | Range100-200 mmx0,01 mm | 1
MTY104-141A | Outside micrometer 200-300mm |  | 1
MTY104-142A | Outside Micrometer 300-400mm |  | 1
MTY104-144A | Outside Micrometer 500-600mm |  | 1
MTY104-145A | Mitutoyo Outside Micrometer | 600-700mm | 1
MTY104-148A | Mitutoyo Outside Micrometer 900-1000mm |  | 1
MTY104-152 | Mitutoyo Outside Micrometer,12-16" |  | 1
MTY104-161A | MICROMETER OMC-150 |  | 1
MTY104-202 | Mitutoyo Micrometer |  | 1
MTY1109S-10 | MITUTOYO DIAL INDICATOR |  | 1
MTY111-116 | MICROMETER SPM-50 |  | 1
MTY111-117 | MICROMETER SPM-75 |  | 1
MTY112-154 | MICROMETER CPM15-50 |  | 1
MTY112-166 | MICROMETER CPM15-50W |  | 1
MTY112-167 | POINT MICROMETER |  | 1
MTY112-213 | MICROMETER CPM30-25W |  | 1
MTY112-214 | MICROMETER CPM30-50W |  | 1
MTY114-105 | V-Anvil Micrometer |  | 1
MTY115-115 | Mitutoyo Tube Micrometer | Range 0-25 mmx0,01 mm | 1
MTY115-216 | MICROMETER BMD-50 |  | 1
MTY115-302 | MICROMETER BMB1-25 |  | 1
MTY115-308 | MICROMETER BMB2-25 |  | 1
MTY117-102 | MICROMETER ACM-50 |  | 1
MTY120051 | CONTACT POINT |  | 1
MTY120064 | Mitutoyo Needle contact Point |  | 1
MTY120066 | Mitutoyo Point/Needle |  | 1
MTY120068 | Mitutoyo Contact Point |  | 1
MTY122-102 | MICROMETER BLM-50 |  | 1
MTY122-103 | Mitutoyo Blade Micrometer |  | 1
MTY122-141 | BLADE MICROMETER |  | 1
MTY122-142 | MITUTOYO BLADE MICROMETER, TYPE D | 25-50MM X 0.01MM *CARBIDE-TIPPED | 1
MTY122-161 | MICROMETER BLM-25W |  | 1
MTY125-103 | Mitutouo Scew Thread Micrometer 25mm |  | 1
MTY125-108 | Mitutoyo Screw Thread Micrometer,25-50mm |  | 1
MTY125-109 | Mitutouo Scew Thread Micrometer 25-50mm |  | 1
MTY125-110 | Mitutouo Scew Thread Micrometer 25-50mm |  | 1
MTY126-125 | Mitutoyo Screw Thread Micrometer | Model: 126-125 (25mm x 0.01mm) | 1
MTY126-802 | MICROMETER TIP/M2 44-28 TPI |  | 1
MTY126-803 | MICROMETER TIP/M3 24-14 TPI |  | 1
MTY128-101 | Mitutoyo Depth Micrometer | Range 0-25 mmx0,01 mm | 1
MTY128-102 | Depth Gage |  | 1
MTY129-112 | Mitutoyo Depth Micrometer | 0-150mm x 0.01mm (Face: 63.5 x 16mm) | 1
MTY129-116 | Mitutoyo Depth Micrometer | Range 0-150 mmx0,01 mm | 1
MTY129-132 | Mitutoyo Depth Micrometer |  | 1
MTY129-152 | MICROMETER DMC60-300 |  | 1
MTY129-153 | MITUTOYO DEPTH MICROMETER WITH INT.ROD | Range: 0-300MM, BASE:101.6mmx16mm | 1
MTY129-155 | MICROMETER DMC100-25 |  | 1
MTY133-144 | Micrometer |  | 1
MTY133-146 | Mitutoyo Inside Micrometer |  | 1
MTY133-147 | MICROMETER IM-175 |  | 1
MTY133-901 | Single Rod Type Inside Micrometer Set |  | 1
MTY136026 | BACK ADJUSTABLE,2000 |  | 1
MTY137-013 | Micrometer head only with carbide tipped |  | 1
MTY137-201 | Mitutoyo Tubular Inside Micrometer | Range 50-150 mmx0.01mm | 1
MTY137-204 | Mitutoyo Tubular Inside Micrometer | Range: 50-1000mm x 0.01mm | 1
MTY137-206 | MICROMETER IMZ-150W |  | 1
MTY137-208 | Mitutoyo Tubular Inside Micrometer |  | 1
MTY137-210 | Mitutoyo Tubular Inside Micrometer | Range: 50-1500mm | 1
MTY137-213 | MICROMETER OMC-18 IN |  | 1
MTY137-214 | Tubular Inside Micrometer ,2"-40" |  | 1
MTY137-219 | MICROMETER IMZ-40"W |  | 1
MTY137747 | Mitutoyo Contact Point, dia 3mm Ball |  | 1
MTY139-173 | tubular inside micrometer |  | 1
MTY139-174 | Mittutoyo Tubular Inside Micrometer |  | 1
MTY142-153 | Mitutoyo Point Micrometer | Range 0-25 mmx0.01mm Point : 15? | 1
MTY146-122 | MITUTOYO GROOVE MICROMETER, DIA 12.7MM | OD:0-25MM ID:1.6-26.5MM X 0.01MM | 1
MTY148-133 | Mitutoyo Micrometer Head Model:148-133 |  | 1
MTY148-852 | Micrometer Head |  | 1
MTY149-131 | Mitutoyo Micrometer Heads 15 mm | Range 0-15 mmx0.01mm | 1
MTY149-184 | MICROMETER HEAD MHM2-15L |  | 1
MTY1506S | DIAL INDICATOR |  | 1
MTY154-901 | Mitutoyo Small Hole Gage Set (in) | SGST/.125-.5 IN ( 4 PCS/SET ) | 1
MTY155-124 | Mitutoyo Small Hole Gage (1.25?2.125? |  | 1
MTY155-125 | TG-5E IN |  | 1
MTY155-126 | TG-6E IN |  | 1
MTY155-905 | Mitutoyo GaugeSet(155-127 to 132)Rg : mm | 8-12.7/12.7-19/19-32/35-54/54-90/90-150 | 1
MTY156-102 | MITUTOYO MICROMETER STAND | UP TO 300MM (12") - VERTICAL TYPE | 1
MTY160-104 | Mitutoyo Vernier Caliper,0(20)1000mmMitm |  | 1
MTY160-127 | CALIPER CM30 |  | 1
MTY160-151 | CALIPER CM18P IN |  | 1
MTY160-157 | MITUTOYO VERNIER CALIPER W FINE ADJ | RANGE: 0-1500mm/60" x 0.02mm/0.001" | 1
MTY167-101 | MITUTOYO MICROMETER SETTING STANDARD | LENGTH:25MM, DIA:6.35MM | 1
MTY167-103 | Mitutoyo Setting Standard For OD Mic |  | 1
MTY167-112 | SETTING STANDRAD FOR O/MICROMETER | SIZE : 300MM | 1
MTY169-201 | MICROMETER PDM-25 |  | 1
MTY177-126 | Mitutoyo Setting Ring, (Steel) ,10mm |  | 1
MTY177-133 | SETTING RING, 17MM |  | 1
MTY177-177 | Mitutoyo Ring Gauge 16mm |  | 1
MTY177-290 | Mitutoyo Steel Setting Rings, |  | 1
MTY180-102U | Mitutoyo Square head |  | 1
MTY180-202U | Mitutoyo Centre head |  | 1
MTY180-807U | Mitutoyo Combination Square Set | Range 12?/ 300mm non hardened head. | 1
MTY181-901-10 | V-BLOCK W/CLAMP VBST-1"B |  | 1
MTY182-163 | Steel Ruler |  | 1
MTY182-305 | Rule 12" |  | 1
MTY184-308S | Mitutoyo Thickness Gages, 10 Leaves | 0.05mm-0.8mm, Blade Length: 150mm | 1
MTY186-105 | Mitutoyo Radius Gages | Range 1 ?7mm | 1
MTY186-110 | RG-D4 |  | 1
MTY186-901 | Mitutoyo Radius Gage (1/64?1/2? |  | 1
MTY187-501 | MITUTOYO Digital Universal Protractor | MODEL: 187-501 (150MM, 360deg) | 1
MTY187-902 | Mitutoyo Universal Bevel Protractor |  | 1
MTY187-904 | Mitutoyo Dgt Universal Protractor (6? |  | 1
MTY187-906 | Mitutoyo Dgt Universal Protractor (12? |  | 1
MTY187-907 | Mitutoyo Universal Bevel Protractor | Length:150mm (60,45?edges) | 1
MTY187-908 | PROTRACTOR SET/B300 |  | 1
MTY1900SB-10 | Mitutoyo Dial Indicator |  | 1
MTY1900SB-72 | Mitutoyo Dial Indicator |  | 1
MTY190547 | CONTACT POINT 0.5D,513 |  | 1
MTY190549 | "Mitutoyo Contact Point 0.5D,513" |  | 1
MTY190653 | CONTACT POINT 0.7D,513 |  | 1
MTY1911T-10 | DG0.01-2.5MM |  | 1
MTY192-007 | Mitutoyo Bidirectional Touch-Trigger | Probe, Probe Overtravel: 1.5mm | 1
MTY192-130 | Mitutoyo Dial Height Gauge | 300MM X 0.01MM | 1
MTY192-131 | MITUTOYO HEIGHT GAGE HW-45 | RANGE: 0-450MM X 0.01MM | 1
MTY192-613-10 | Mitutoyo Digimatic Height Gauge | Range 0-300 mm x 0.01mm | 1
MTY192-631-10 | MITUTOYO DIGITAL HEIGHT GAGE | 0-18"X0.0005"/0-450MMX0.01MM | 1
MTY192-633-10 | MITUTOYO DIGIMATIC HEIGHT GAGE | 0-40"(0-1000mm) x 0.0005"/0.01mm | 1
MTY192-663-10 | DIGIMATIC HEIGHT GAGE HDM-30AX |  | 1
MTY192-664-10 | Mitutoyo Digimatic Height Gage | Range: 600mm x 0.01mm | 1
MTY192-672-10 | Mitutoyo Digimatic Height Gage | Range: 24"/600mm x 0.0005"/0.01mm | 1
MTY193-103 | Mitutoyo Digit Outside Micrometer | Range 50-75 mm | 1
MTY200365 | NUT |  | 1
MTY201420 | ANVIL FOR BORE GAUGE |  | 1
MTY203398 | Mitutoyo Contact Rod |  | 1
MTY203399 | Mitutoyo Drving Pin |  | 1
MTY2045SB | DIAL INDICATOR DG0.01-5MM |  | 1
MTY205264 | Mitutoyo Anvil for Screw Thread Micromer |  | 1
MTY205457 | Mitutoyo Washer 0.5mm,0.02",511 |  | 1
MTY205458 | Mitutoyo Washer 1mm,0.04", 511 |  | 1
MTY205459 | Mitutoyo Washer 2mm,0.08",511 |  | 1
MTY205460 | Mitutoyo Washer 3mm,0.12",511 |  | 1
MTY206909 | Mitutoyo Set Screw Guide,511 |  | 1
MTY209-126 | MITUTOYO DIAL CALIPER GAGE | 10-22MM X 0.01MM | 1
MTY209-155 | Mitutoyo Dial Caliper Gage,5-15mm |  | 1
MTY209-302 | DIAL CALIPER GAUGE |  | 1
MTY2119S-10 | Mitutoyo Dial Indicator(0 ~ 5mm / 0.001) |  | 1
MTY213022 | Mitutoyo Stylus for 192-007 Part No. 212 |  | 1
MTY213186 | Mitutoyo clamp for 192-007 Part No. 2136 |  | 1
MTY215-151-10 | MITUTOYO GRANITE COMPARATOR STAND | Base(WxDxH):150x200x50mm, Travel:250mm | 1
MTY21AAA115J | Mitutoyo Steel Ball (D5MM),511 |  | 1
MTY21AAA259J | Mitutoyo Extension Rod 70mm |  | 1
MTY21AAA307 | Mitutoyo screw |  | 1
MTY21AAA334 | NEEDLE,CB TIP CONTACT PT D1X40 |  | 1
MTY21AAA335 | Mitutuyo Needle PointI(Carbide) |  | 1
MTY21AAA339 | Mitutoyo Needle contact point |  | 1
MTY21BAB003 | GUIDE PIN |  | 1
MTY21BAB021 | SPRING,SPINDLE |  | 1
MTY21BZB005 | CONTACT POINT (CARBIDE) |  | 1
MTY21CAA149 | Mitutoyo Outer Frame 513 |  | 1
MTY21CZA044 | CONTACT POINT,D1MM,513 |  | 1
MTY21CZA211 | Mitutoyo ruby point |  | 1
MTY21CZA230 | Universal Holder, 513 |  | 1
MTY21DZA208 | CONTACT ROD |  | 1
MTY21EAA131 | RS232 CONNECTING CBL (2M),543M |  | 1
MTY227-201 | DM MICROMETER CLM1-15QM |  | 1
MTY2414SB | Dial Indicator |  | 1
MTY2416S-10 | DIAL INDICATOR DG.001-1" |  | 1
MTY264-504-5E | MITUTOYO DP-1VR PRINTER | MODEL: 264-504-5E | 1
MTY2802S-10 | Dial Indicator |  | 1
MTY2905S-10 | DIAL INDICATOR,0.05" |  | 1
MTY293-100 | Mitutoyo 0.1um Digimatic Micrometer | Range: 25mm x 0.0001mm | 1
MTY293-140-30 | Mitutoyo QuantuMike C/W SPC Output |  | 1
MTY293-142-30 | Mitutoyo Micrometer Quantumike |  | 1
MTY293-143-30 | QuantuMike-IP65 Coolant Proof |  | 1
MTY293-146-30 | Mitutoyo Digimatic Micrometer |  | 1
MTY293-154-30 | DM MICROMETER MDC-100HMT |  | 1
MTY293-181-30 | DM MICROMETER MDE-2"MJ |  | 1
MTY293-186-30 | DM MICROMETER MDE-2"PJ |  | 1
MTY293-243-30 | DM MICROMETER MDC-100PJ | Range 75-100 mmx0,001 mm | 1
MTY293-341-30 | MITUTOYO DIGIMATIC MICROMETER |  | 1
MTY293-342-30 | MITUTOYO DIGIMATIC MICROMETER |  | 1
MTY293-351-30 | MITUTOYO DIGIMATIC MICROMETER |  | 1
MTY293-352-10 | MITUTOYO DIGIMATIC MICROMETER |  | 1
MTY293-353-30 | MITUTOYO DIGIMATIC MICROMETER |  | 1
MTY293-354-30 | MITUTOYO DIGIMATIC MICROMETER |  | 1
MTY293-356-30 | MITUTOYO DIGIMATIC MICROMETER |  | 1
MTY293-357-30 | MITUTOYO DIGIMATIC MICROMETER |  | 1
MTY293-661-10 | Mitutoyo Digimatic Micrometer Q.Mike | Range 0-30 mmx0,001 mm | 1
MTY293-831-30 | MITUTOYO DIGIMATIC MICROMETER MDC-1"SX | RANGE: 0-1" X .00005/0.001MM | 1
MTY3058SB-19 | Mitutoyo Dial Indicator |  | 1
MTY314-251-30 | DM MICROMETER VM3-15MB |  | 1
MTY323-351-30 | GMA-2"MX |  | 1
MTY324-252-30 | DM MICROMETER GMB-50MJB |  | 1
MTY329-250-30 | DMC00-150MX |  | 1
MTY329-351-30 | DM MICROMETER DMC4-12"MB |  | 1
MTY331-252-30 | Mitutoyo Digimatic Spline Micrometer |  | 1
MTY331-261 | Mitutoyo Digimatic Spline Micrometer | Range 0-25mmx0.001mm Type B | 1
MTY331-262-30 | Mitutoyo Digimatic Spline Micrometer | Range 25-50mm x 0.001mm Type B | 1
MTY331-361-30 | SPM2-1"MX |  | 1
MTY340-252-30 | MITUTOYO DIGIMATIC MICROMETER |  | 1
MTY340-351-30 | MITUTOYO DIGIMATIC MICROMETER |  | 1
MTY340-721 | MICROMETER |  | 1
MTY342-252-30 | DM MICROMETER CPM15-50MJ |  | 1
MTY342-262-30 | DM MICROMETER CPM30-50MJ |  | 1
MTY342-263-30 | CPM30-75MX |  | 1
MTY342-352-30 | Mitutoyo Digimatic Point Micrometer | 25-50mm/1-2"x0.001mm/0.00005" (342-352) | 1
MTY342-371-30 | Crimp Height Micrometers |  | 1
MTY342-451 | MITUTOYO DM CRIMP HEIGHT MICROMETER | RANGE: 0-15MM X 0.001MM | 1
MTY345-250-30 | MITUTOYO I/S MICROMETER |  | 1
MTY345-351-30 | DM MICROMETER IMP-2"MB |  | 1
MTY368-162 | HOLTEST HT-10R |  | 1
MTY368-163 | HOLTEST HT-12R |  | 1
MTY368-168 | Holtest |  | 1
MTY368-169 | Holtest |  | 1
MTY368-170 | HOLTEST HT-63R |  | 1
MTY368-766 | HOLTEST HT2-25R |  | 1
MTY368-767 | HOLTEST HT2-30R |  | 1
MTY368-768 | HOLTEST HT2-40R |  | 1
MTY368-769 | HOLTEST HT2-50R |  | 1
MTY368-911 | THREE POINT INSIDE MICROMETER |  | 1
MTY368-912 | MITUTOYO HOLTEST (COMPLETE SET) | Range: 12-20mm x 0.005mm | 1
MTY368-913 | mitutoyo holtest set, 20-50mm |  | 1
MTY368-914 | MITUTOYO HOLTEST SET, 50-100MM |  | 1
MTY368-992 | mitutoyo holtest set |  | 1
MTY369-252-30 | PDM-75MX |  | 1
MTY369-411 | Mitutoyo Quickmike Disk Micrometer ,30x |  | 1
MTY389-351-30 | DM MICROMETER PMU6-1"MJ |  | 1
MTY395-261-30 | DM MICROMETER BMB1-25MJ |  | 1
MTY395-263-30 | MITUTOYO Tube Micrometer |  | 1
MTY395-351-30 | Mitutoyo Digimatic Tube Micrometer | with spherical anvil Range 0-1"x0.00005" | 1
MTY395-372-30 | BMD-2"MX |  | 1
MTY4046S | Mitutoyo Dial Indicator | Brand : Mitutoyo Model : MTY4046S | 1
MTY406-350-30 | DM MICROMETER OMV-1"M |  | 1
MTY422-231-30 | Mitutoyo Dgmt Indicator |  | 1
MTY422-260-30 | Mitutoyo Digimatic Blade Micrometer |  | 1
MTY422-330-30 | Mitutoyo Digimatic Blade Micrometer |  | 1
MTY422-331-30 | DM MICROMETER BLM-2"M |  | 1
MTY422-333-30 | DM MICROMETER BLM-4"M |  | 1
MTY422-360-30 | Mitutoyo Digimatic Blade Micrometer | Range 0-1"x0.00005" | 1
MTY422-370-30 | DM MICROMETER BLM-1"WM |  | 1
MTY422-411 | Mitutoyo Digimatic Micrometer |  | 1
MTY422-421 | DM MICROMETER BLM-1.2"QM |  | 1
MTY468-162 | DIGIMATIC HOLTEST HTD-10R |  | 1
MTY468-166 | DIGIMATIC HOLTEST HTD-16R |  | 1
MTY468-169 | DIGIMATIC HOLTEST HTD-50R |  | 1
MTY468-170 | Mitutoyo digimatic holtest | Range:50-63mm,Cat no:468-170 | 1
MTY468-263 | DIGIMATIC HOLTEST HTD-.5"R |  | 1
MTY468-264 | DIGIMATIC HOLTEST HTD-.65"R |  | 1
MTY468-265 | DIGIMATIC HOLTEST HTD-.8"R |  | 1
MTY468-971 | DIGIMATIC HOLTEST HTD-12RST |  | 1
MTY468-973 | HOLTEST |  | 1
MTY500-150-30 | MITUTOYO DIGIMATIC CALIPER | 0-100MM X 0.01MM (WITH SPC OUTPUT) | 1
MTY500-155-30 | Mitutoyo Digimatic Caliper Mdl: 500-1550 |  | 1
MTY500-163-30 | DM CALIPER |  | 1
MTY500-167 | Absolute Digimatic Caliper |  | 1
MTY500-168 | MITUTOYO DIGIMATIC CALIPER, SPC OUTPUT | 0-12"/0-300mm x 0.0005"/0.01mm | 1
MTY500-178-30 | MITUTOYO DIGIMATIC CALIPER | RANGE: 0-6"(0-150MM) X .0005"(0.01MM) | 1
MTY500-180-30 | DM CALIPER CD-10APX |  | 1
MTY500-193 | Mitutoyo Digimatic Caliper | Range 0-12" (0 - 300mm)x0.0005"/0.01mm | 1
MTY500-195-30 | DM CALIPER CD-4"CSX |  | 1
MTY500-445 | Mitutoyo ABS Solar Digimatic Caliper |  | 1
MTY500-500-10 | MITUTOYO DIGIMATIC CALIPER, SPC OUTPUT | RANGE: 0-450MM x 0.01MM | 1
MTY500-704-10 | Mitutoyo COOLANT PROOF CALIPER | 300mm x 0.01mm | 1
MTY500-707-11 | DM CALIPER CD-20PPX |  | 1
MTY500-713-30 | DIGITAL CALIPER |  | 1
MTY500-722-20 | mitutoyo coolant proof caliper |  | 1
MTY500-723-20 | MITUTOYO DIGITAL CALIPER, IP67 |  | 1
MTY500-724-20 | MITUTOYO DIGITAL CALIPER, IP67 |  | 1
MTY500-737-20 | MITUTOYO DIGITAL CALIPER, IP67 | 150MM/6" *CARBIDE JAW I/S & O/S | 1
MTY500-754-10 | Mitutoyo Coolant Proof Caliper | 12"/300mm x 0.0005"/0.01mm | 1
MTY500-763-20 | MITUTOYO DIGIMATIC COOLANT PROOF CALIPER |  | 1
MTY500-764-10 | Mitutoyo Coolant Proof Caliper | 12"/300mm x 0.0005"/0.01mm (SPC OUTPUT) | 1
MTY511-422 | BORE GAUGE |  | 1
MTY511-471 | BORE GAGE CGB-35/2109SB-10 |  | 1
MTY511-702 | CYLINDER GAUGE |  | 1
MTY511-714 | MITUTOYO DIAL BORE GAGE | 100-160mm x 0.01mm | 1
MTY511-716 | Mitutoyo Bore Gage 250-400mm |  | 1
MTY511-721 | MITUTOYO BORE GAGE, 18-35MM X 0.001MM | MODEL: 511-721 | 1
MTY511-723 | MITUTOYO BORE GAGE, 50-150MM X 0.001MM | MODEL; 511-723 | 1
MTY511-724 | MITUTOYO BORE GAGE, 100-160MM X 0.001MM | MODEL: 511-724 | 1
MTY511-725 | MITUTOYO BORE GAGE, 160-250MM X 0.001MM | MODEL: 511-725 | 1
MTY511-743 | Mitutoyo Bore Gauge |  | 1
MTY511-823 | BORE GAGE CGM-100X/2109SB-10 |  | 1
MTY513-304GT | DIAL TEST INDICATOR |  | 1
MTY513-405-10T | TEST INDICATOR TI 0.002-0.2MM |  | 1
MTY513-412T | Mitutoyo Dial Test Indicator (.0005? |  | 1
MTY513-414T | MITUTOYO DIAL TEST INDICATOR | RANGE:0.5MMX0.01MM | 1
MTY513-424E | Mitutoyo Dial Test Indicator | Range: 0.5mm x 0.01mm | 1
MTY513-425E | Dial Test Indicators (Basic Set) |  | 1
MTY513-444E | Mitutoyo Dial Test Indicator |  | 1
MTY513-455E | TEST INDICATOR TIS 0.002-0.2MM |  | 1
MTY513-465-10E | Dial Test Indicator |  | 1
MTY513-471E | DIAL TEST INDICATOR |  | 1
MTY513-475E | DIAL TEST INDICATOR |  | 1
MTY513-514E | Mitutoyo Pocket Dial Indicator |  | 1
MTY513-515T | TEST INDICATOR TI-623T |  | 1
MTY514-103 | MITUTOYO VERNIER HEIGHT GAGE | MODEL: 514-103, RANGE: 12"/300MM | 1
MTY514-105 | MITUTOYO VERNIER HEIGHT GAGE | MODEL: 514-105, RANGE: 18"/450MM | 1
MTY516-939-10 | GAUGE BLOCK BM1-112-1/PD |  | 1
MTY516-958Z-10 | GAUGE BLOCK BM1-47-0/PDZ |  | 1
MTY516-990-10 | GAUGE BLOCK |  | 1
MTY527-201 | Mitutoyo Vernier Depth Gauge | Model: 527-201, Range: 150mm x 0.05mm | 1
MTY527-204 | MITUTOYO VERNIER DEPTH GAGE | RANGE: 0-600mm X 0.05mm | 1
MTY527-303-50 | Mitutoyo Dial Depth Gauge | Range 0-300 mmx0.05mm | 1
MTY527-401 | CALIPER VDS15H |  | 1
MTY527-402 | CALIPER VDS20H |  | 1
MTY527-411 | CALIPER VD-15H |  | 1
MTY527-412 | CALIPER VD-20H |  | 1
MTY530-109 | Mitutoyo Vernier Caliper | Range 0-300 mmx0,05 mm | 1
MTY530-119 | Mitutoyo Vernier Caliper | Range 0-300 mm/0-12"x0,02 mm-1/1000" | 1
MTY530-312 | Mitutoyo Vernier Caliper | Range:150mm/6" x 0.02mm/ 0.001" | 1
MTY531-102 | MITUTOYO VERNIER CALIPER | RANGE: 0-200MM X 0.05 | 1
MTY531-103 | MITUTOYO VERNIER CALIPER | RANGE: 0-300MM X 0.05 | 1
MTY532-121 | Mitutoyo Vernier Caliper | Range: 0-280mm x 0.02MM | 1
MTY536-121 | CALIPER NT12-15 |  | 1
MTY536-134 | CALIPER NT13-15 |  | 1
MTY536-135 | VERNIER CALIPER |  | 1
MTY536-151 | CALIPER NT15-15 |  | 1
MTY543-391 | MITUTOYO DIGITAL INDICATOR,MODEL:543-391 | RANGE: 12.7mm/.5"x0.001mm/0.00005" | 1
MTY543-392B | DM INDICATOR ID-C112EXB |  | 1
MTY543-474B | MITUTOYO DIGIMATIC INDICATOR ID-C | 25.4mm x 0.01mm | 1
MTY543-492B | Mitutoyo Digimatic Indicator | 2"/50mm x .00005"/0.001mm | 1
MTY543-495B | digimatic indicator |  | 1
MTY543-551E | Mitutoyo Digimatic Indicator ID-F | Range 25mm X 0.001MM/0.01MM | 1
MTY543-561E | MITUTOYO DIGIMATIC INDICATOR ID-H | RANGE: 30.4mm | 1
MTY543-570 | Mitutoyo Dgt Indicator,12.7x0.01mm |  | 1
MTY543-782 | digimatic indicator |  | 1
MTY543-790 | Mitutoyo Digimatic Indicator ID-SX |  | 1
MTY543-790B | MITUTOYO DIGIMATIC INDICATOR | 12.7MM X 0.001MM (543-790B) | 1
MTY543-791 | Absolute Digimatic Indicator ID-SX |  | 1
MTY543-791B | pls quote 543-691B ( 1pc ex-stock) | Range: .5" x .00005", Model:543-791B | 1
MTY547-211 | DM INDICATOR IDC(MM) |  | 1
MTY547-212 | DM INDICATOR IDC(MM) |  | 1
MTY547-217S | Mitutoyo Digimatic Depth Gage | 8"/200mmX0.0005"/0.01mm | 1
MTY547-218S | DIGIMATIC DEPTH GAGE/IDC |  | 1
MTY547-252 | MITUTOYO DIGIMATIC DEPTH GAGE | 200MM X 0.001MM (BASE: 101.6X16MM) | 1
MTY547-316S | DIGIMATIC INDICATOR |  | 1
MTY550-205-10 | MITUTOYO DIGIMATIC CALIPER | RANGE: 0-600MM(20-620MM) X 0.01MM | 1
MTY551-331-10 | Mitutoyo Digimatic Caliper(Nib Style Jaw | Range : 0-300mm( 10-310mm)/0.01mm | 1
MTY552-191-10 | Coolant Proof Carbon Fiber Caliper |  | 1
MTY570-314 | Mitutoyo Digimatic Height Gauge | 0-24"(0-600mm) x 0.0005"/0.01mm | 1
MTY571-203-20 | Mitutoyo Digimatic Depth Gauge | 0-300mm x 0.01mm | 1
MTY571-212-30 | Mitutoyo Digimatic Depth Gauge |  | 1
MTY571-252-10 | MITUTOYO DEPTH GAUGE |  | 1
MTY571-253-10 | MITUTOYO DIGIMATIC DEPTH GAUGE | RANGE:0-300MM X 0.01MM | 1
MTY573-601 | Mitutoyo Offset Caliper NTD10-15PMX | Range: 0-150mm x 0.01 | 1
MTY573-621 | Digimatic Caliper |  | 1
MTY573-642 | DIGIMATIC Inside caliper,knife edge type | Range: 10-200mm x 0.01 | 1
MTY573-652 | Mitutoyo Digital Point Caliper | 0-150mm x 0.01mm | 1
MTY573-721 | DM CALIPER NTD12-6"PMX |  | 1
MTY573-725 | Mitutoyo Point Caliper with narrow jaws |  | 1
MTY611612-021 | IND.GAIGE BLOCK, 3MM |  | 1
MTY611635-021 | MITUTOYO Gage Block Model:611635-021 | Lenght: 25mm (Steel) | 1
MTY611641-021 | Ind Gauge Block -Size : 1.5mm Grade :0 | Brand : Mitutoyo | 1
MTY611671-021 | GAUGE BLOCK |  | 1
MTY611675-021 | Mitutoyo Steel Gauge Block,50mm |  | 1
MTY611692-021 | Mitutoyo Ind. Gauge Block, Grade: 0 |  | 1
MTY611821-021 | Individual Metric Gauge Block,0.1mm,Gra0 |  | 1
MTY613611-021 | Mitutoyo Individual Metric Rectangular | Gauge Block Grade :0 Size : 1.00mm | 1
MTY619061 | Mitutoyo Adjustable tie rod 4?/2" | Square Gage Block Accessories | 1
MTY700-128 | MITUTOYO DIGIMATIC PLASTIC CALIPER | RANGE: 0-150MM X 0.1MM, ACCURACY:0.5MM | 1
MTY7210 | D.DEPTH GAGE DDG40-10/2902SB |  | 1
MTY7212 | Mitutoyo Dial Depth Gauge | 200MM X 0.01MM (BASE: 101.6X16MM) | 1
MTY7222 | Mitutoyo Dial Indicator Depth Gauge | Range 0-10 mmx0,01 mm | 1
MTY7313 | Mitutoyo Dial Thickness Gauge | Range 0-10 mmx0.01 mm (Type C) | 1
MTY7327 | DIAL THICKNESS GAGE |  | 1
MTY7331S | Lightweight Dial Thickness Gage |  | 1
MTY900369 | Mitutoyo Extension Bases Acc for Depth e |  | 1
MTY901991 | roller point |  | 1
MTY902802 | MITUTOYO STEM 4mm (513 SERIES) |  | 1
MTY905200 | SCRIBER,192M |  | 1
MTY916-218 | mitutoyo precision square | !!!! While Stk Last, MTY stop production | 1
MTY936937 | Cable |  | 1
MTY950-213 | SPRING DIVIDER, 8" |  | 1
MTY950-223 | OUTSIDE SPRING CALIPER, 8" |  | 1
MTY950-316 ? | DIGITAL PROTRACTOR |  | 1
MTY950-317 | Mitutoyo Dgt Protractor Pro360 |  | 1
MTY952131 | Mitutoyo wire dia 0.170 |  | 1
MTY953554 | Extension Rod 500mm |  | 1
MTY960-703 | PRECISION SQUARE LEVEL |  | 1
MW801 | MILWAUKEE pH/CONDUCTIVITY/TDS METER | MODEL: MW801 | 1
N816.3KT | KNF VACUUM PUMP |  | 1
NAVITAR0745 | navitar zoom lens for RFS |  | 1
NFPROBETT260 | Non Ferrous Probe for TT260 |  | 1
NIKONREFSMZ2 | REFUR NIKON SMZ-2 |  | 1
NZLAUXLENS0.3X | NEW ZOOM LENS AUXILIARY LENS 0.3X |  | 1
NZLPHOTOTUBE0.5X | NEW ZOOM LENS TUBE / | (PHOTO EYEPIECE) 0.5X | 1
NZLPHOTOTUBE1X | NEW ZOOM LENS TUBE/ | (PHOTO EYEPIECE) 1X | 1
OBA10G | OBA 10G ROD TENSION GAUGE | WITH STOPPER | 1
OBA1500G | OBA ROD TYPE TENSION GAGE WITH | STOP HAND MODEL 1500G | 1
OBA3000G | OBA 3000G ROD TENSION GAUGE | WITH STOPPER | 1
OBA50G | OBA 50G ROD TENSION GAUGE | WITH STOPPER | 1
OBJ4XY100 | 4x Objective lens for Y100 |  | 1
OBJLENS100xDRY | 100x/NA0.85/WD0.4(dry,sping for | metallurgical microscope | 1
OBJLENS2X | OBJECTIVE LENS 2X FOR OTD |  | 1
OBLENSPL2.5X | PL 2.5X OBJECTIVE LENS (RAXVISION) |  | 1
OLMREFSZ30 | REFUR OLYMPUS SZ-30 |  | 1
OTJ12W/OR&P | SCOPE OTJ12 WITHOUT RACK & PINION |  | 1
OTJT12HEAD | MICROSCOPE HEAD , MODEL OTJT12 |  | 1
OTJT24 | STEP MAGNIFICATION TRINOCULAR | MICROSCOPE OTJ-T24 | 1
PAPERHOLDERK265 | PAPER HOLDER FOR DIBAL K265 HANGING |  | 1
PAPERSDCOVERK265 | PAPER SIDE COVER FOR K265 HANGING |  | 1
PB10W/OPROBE | PB10 pH Meter w/out Probe |  | 1
PB60CELY1.5KG | PB-60 CELY 1500(1.5KGX0.02G) |  | 1
PC50CELY6KG | PC-50 CELY 6KG |  | 1
PC50LCD | LCD for PC-50 |  | 1
PCBRVNSEB240 | PCB FOR MAGNIFIER RV-NS-EB 240V |  | 1
PCONTRASTKITW/OC | PHASE CONTRAST KIT (INCOMPLETE W/O | CONDENSER) PH10X+FILTER PH100X+FILTER | 1
PEA1966 | PEAK LIGHT LUPE 10X 1966 |  | 1
PEA1972200 | PEAK GLASS SCALE 200MM 1972-20 |  | 1
PEA1975 | PEAK SCALE LUPE 7X 1975 |  | 1
PEA1976 | PEAK SCALE LUPE SET 7X 1976 |  | 1
PEA1998 | PEAK LIGHT SCALE LUPE 7X 1998 |  | 1
PEA2001100 | PEAK POCKET SCOPE 100X 2001-100 |  | 1
PEA20033407SA0 | PEAK LINEN TESTER 7X 2003 | 3407SA0 | 1
PEA20033407SA3 | PEAK LINEN TESTER 7X 2003 | 3407SA3 | 1
PEA200940 | PEAK SHOP MICROSCOPE 40X 2009-40 |  | 1
PEA200960 | PEAK SHOP MICROSCOPE 60X 2009-60 |  | 1
PEA202235 | Peak Achroma Lupe 4X Model: 2022-35 |  | 1
PEA2034150 | PEAK WIDE STAND MICROSCOPE 150 | 2034-150 | 1
PEA203650 | PEAK POCKET MEASURING MICROSCOPE | 50X 2036-50 | 1
PEA2055 | PEAK SCALE LUPE 20X 2055 |  | 1
PEC107RE | Pecock Dial Gauge 107-RE |  | 1
PEC5B | Dial Thickness Gauge , Peacok | Model:5B | 1
PH100A | Shimpo Digital Tachometer | Model: PH-100A (Contact Type) | 1
PH200L | Shimpo Digital Tachometer (PH-200L) | Model: PH-200L (Non Contact) | 1
PH200LC | Shimpo Digital Tachometer | Model: PH-200LC (Contact/Non Contact) | 1
PH40010XLENS | 10x lens for PH400. |  | 1
PH400EMLEN10X | 10X lens for PH400EM |  | 1
PHOTOTUBE2.5X/4X | PHOTOTUBE 2.5X/4X FOR XS2803 SCOPE |  | 1
PJ3015LEN50XOL | OLD 3015 PROFILE OBJECTIVE LEN | VERS.50X | 1
PJ3015PSTAGEHD | CPJ3015 Plastic Stage Handle |  | 1
PJ3020WLEN10X | Lens 10X For CPJ-3020W |  | 1
PJ3020WLEN20X | Lens 20X For CPJ-3020W |  | 1
PJ4025LEN10X | 4025 PROFILE OBJECTIVE LENS .10X |  | 1
POSISOFT200 | POSISOFT200 |  | 1
POWERBOARDK265F | POWER BOARD FOR DIBAL K265 FLAT TYPE |  | 1
PRECIMET1 | PRECIMET - 1 Low speed precisi | diamond saw. | 1
PROFCHART30010 | CM-2-CPJ-30010 |  | 1
PROFVISE | Michlin Tool Maker Vise |  | 1
PRRTD | NAGATA STICKER TYPE PRR-TD, | (printer + indicator) | 1
PRRTDIND | NAGATA PRR-TD(INDICATOR ONLY) |  | 1
PRRTDPRINTERHEAD | PRINTER HEAD FOR PRR-TD |  | 1
PT300LEN10X | DYNASCAN OBJECTIVE LENS | FOR PT300, 10X | 1
R109B12150 | TB1 Turbidimeter |  | 1
R-A-5000-7808 | "M2 STY D1R L20 EWL7 d0.7TC" |  | 1
R-A-5003-1358 | M4 thread,stylus 100 mm with ?mm ball |  | 1
R-A-5004-5428 | RENISHAW CARBIDE PROBE |  | 1
R-A-5004-7586 | M2 Ext L20 D3SS |  | 1
RCM1300 | C MOUNT CAMERA 1.3 MP | BRAND: RAX VISION, MODEL: RCM1300 | 1
REC19CROSS | RECTICLE SCALE CROSS 19MM |  | 1
REC19L10MM/100 | Recticle scale 19mm Linear Type | 10mm/100 division | 1
REC24 L20X0-50 | RECTICLE SCALE MM LINEAR 24MM | 20X0-50 | 1
REC24C40XMM | RECTICLE SCALE MM CROSS 24MM | 40X | 1
REC24L10MM/100 | RECTICLE SCALE MM LINEAR 24MM | 10X10/100 | 1
REC24L40X/1ML | RECTICLE SCALE INCH LINEAR | 40X/1ML | 1
REC24L40XMM | RECTICLE SCALE MM LINEAR 24MM | 40X | 1
RECHOLDERSWF | Recticle Scale Holder (OTJ Eye |  | 1
RIK108X150X0.02 | Riken Precision Square Level | Model:RSL-1502(Stk No. 108, 150mm x0.02) | 1
RIK124X150X100 | RIKEN L-SQUARE 124 X150X100 |  | 1
RIKRFL1502 | Riken Precision Flat Level150mmx0.02mm |  | 1
RIKRFL3002 | SUGI, Riken Flat Level 300 X 0.02mm |  | 1
RIKRSL2002 | RIKEN PRECISION SQUARE LEVEL | 200X0.02MM | 1
R-M-5000-4162 | RENISHAW M2 EXT L30 d3 SS |  | 1
RMZSTAND(ST501) | Microscope stand ST501 |  | 1
RTLJ | MICROSCOPE | RTLJ | 1
RV3DBEB240 | Desktop Round Magnifier Lamp, Pole Type | Model:RV-3-DB (3 Diopter) | 1
RV5DCEB110 | ROUND DESKTOP MAGNIFIER LAMP | (UNIVERSAL) + EB,RV-5DC-EB, 110V | 1
RVS3DC240 | RVS-3DC,240V |  | 1
RVXDBEB110 | POLE MAGNIFYER LAMP 3X WITH | EB RV-NO LENS-DB-EB ,110V | 1
RZMSTAND | RZMSTAND |  | 1
S0520011 | Silicon Carbide Paper ?" (203mm), | #800-plain backed-100p/box | 1
S10220136 | BOD Sensor System 6 230V/50Hz |  | 1
S30100200 | DKL8 Digester system 230V/50-60Hz |  | 1
SA20500061 | AREC.X System with probe 230/50Hz |  | 1
SA20900010 | OV5 system with support+dispersing tool | BRAND : VELP MODEL : OV-5 | 1
SAT7542 | SATO HIGHEST II HYGROMETER C/W | THERMOMETER 7542 | 1
SEKST50A | Sekonic Thermohydrograph Model: ST-50A |  | 1
SHITYPEB | SHINWA - DIAL SLANT RULE TYPE B |  | 1
SK300 | SK PROTRACTOR 300 |  | 1
SK710B | Sk Taper Gage Model: 710B |  | 1
SKDT200 | SK DIDIGIMATIC CALIPER | DT-200 | 1
SKTPG-800 | SK Plastic Taper Gage TPG-800 |  | 1
SMM200X | MONOCULAR MICROSCOPE |  | 1
SOFTWARETESA | exact digilink communicator for tesa | opto | 1
SOMBVS314 | BVS-314 Stage Viewer |  | 1
SOMBVS314NH | BVS-314(N.H) Gun Type Telescop | installed Camera | 1
SOMMV335 | MV-335 Mobile Microscope Main |  | 1
SOMX100LENS | X100 Lens |  | 1
SOMX200DELCAP | X200 Delivery Cap |  | 1
SOMX200LENS | X200 Lens |  | 1
SOMX800DELCAP | LIGHT DELIVERY CAP 800X | CONTACT TYPE | 1
SOMX800LENS | 800X LENS FOR ICS-305B |  | 1
SPCT1000P | NVEC CCD CAMERA (COLOUR) |  | 1
SSZ6 | SSZ6 scope with coaxial lighting. with | 20x eyepiece and 2x auxiliary lens | 1
SSZB | STEREOZOOM BINOCULAR | MICROSCOPE SSZ-B | 1
SSZBHEAD | HEAD OF STEREOZOOM BINOCULAR | MICROSCOPE SSZ-B | 1
SSZBS | STEREOZOOM BINOCULAR | MICROSCOPE SSZ-BS | 1
SSZOBJCOVER | OBJECTIVE SOVER FOR SSZ |  | 1
ST60EARM | ST-60 EARM |  | 1
SURGLASSRFM1510 | Surface Class For RFM1510E?086 |  | 1
SWA150MK | Swan Thickness Gauge 150MK |  | 1
SWQIM5008 | QIM5008 SOFTWARE |  | 1
T9UV22W | T9 22W UV RING BULB |  | 1
TABLE19X29X25 | Heavy Duty Table 19" X29"X25"X | Profile Projector CPJ3015 | 1
TECDT100G | Teclock Dial Tension Gage Model: DT-100G |  | 1
TECDT150G | Tecklock Dial Tension Gauge | Gram Gage with Max Pointer Model:DT-150G | 1
TECDT500G | Tecklock Dial Tension Gauge | Gram Gage with Max Pointer Model:DT-500G | 1
TES00119048 | MICROMETER ETALON 50-75 |  | 1
TES00119049 | MICROMETER ETALON 75-100 |  | 1
TES00119050 | MICROMETER SET 0-100 ETALON | TESA-00119050 | 1
TES00510008 | Dial caliper 0-150 / 0.02 | TESA-00510008 | 1
TES00510133 | DEPTH GAUGE 150, 0.02MM | TESA-00510133 | 1
TES00510144 | DEPTH GAUGE 250, 0.05MM | TESA-00510144 | 1
TES00510506 | CALIPER 200-0.05MM | TESA-00510506 | 1
TES00510509 | CALIPER 200-0.02MM | TESA-00510509 | 1
TES00510521 | CALIPER 300-0.02MM | TESA-00510521 | 1
TES00510541 | CALIPER 500-0.02MM | TESA-00510541 | 1
TES00510542 | CALIPER 500-0.05MM | TESA-00510542 | 1
TES00530221 | CALLIPER SIMPLE 200MM IP67 | TESA-00530221 | 1
TES00530222 | CALLIPER SIMPLE 250MM IP67 | TESA-00530222 | 1
TES00530223 | CALIPER SIMPLE 300MM IP67 | TESA-00530223 | 1
TES00530303 | TESA CAL IP67 300MM WITH ROLLE | TESA-00530303 | 1
TES00530312 | IP67 Caliper with RS232 |  | 1
TES00530313 | TESA-CAL 300 mm RS-232 |  | 1
TES00810001 | IMICRO ANALOG 6-8 | TESA-00810001 | 1
TES00810002 | IMICRO ANALOG 8-10 | TESA-00810002 | 1
TES00810003 | IMICRO ANALOG 10-12 | TESA-00810003 | 1
TES01860212 | STYLUS 12/2 Y60/12W | TESA-1860212 | 1
TES01930101 | DIGICO 10, 12.5MM/0.001 | TESA-01930101 | 1
TES01930102 | DIGICO 10, 50MM/0.001 | TESA-01930102 | 1
TES03210904 | TESA TEST PROBE |  | 1
TES03240202 | EXTENSION CABLE 2M | TESA-03240202 | 1
TES03270612 | GT31 Lever probe |  | 1
TES034532 | tesa bande 350 long 1313 50 |  | 1
TES03960089 | PC Dmis demo port lock USB type |  | 1
TES04430008 | TESATRONIC |  | 1
TES04761064 | USB Receiver + SimKey Software |  | 1
TES04761065 | Opto Transmitter |  | 1
TES05710093 | VERIBOR LIGHT 18-150MM | TESA-05710093 | 1
TES06030010 | Micromaster Easy 0-30ML | TESA-06030010 | 1
TES06030030 | MICROMASTER RS IP54 0-30 | TESA-06030030 | 1
TES06030034 | Micromaster Small Measuring su | TESA-06030034 | 1
TES06719000 | COMBINATION SQUARE SET | TESA-06719000 | 1
TES06830404 | Visio 200 Man Tesavista Fixed Obj 2X |  | 1
TES06930010 | TESA Rugosurf | TESA-06930010 | 1
TES06960033 | Rugosurf Printer |  | 1
TES06960034 | RUGOSURF 10G SOFTWARE |  | 1
TES06960040 | SB 50 Probe |  | 1
TES074115587 | THICKNESS INDICATOR | TESA-074115587 | 1
TES074115643 | THICKNESS INDICATOR | TESA-074115643 | 1
TES0951751585 | FLAT SQUARE 100 X 70 CLASS 0 | TESA-0951751585 | 1
TES0951751587 | FLAT SQUARE 150X 100 CLASS 0 | TESA-0951751587 | 1
TES0951753014 | ROCH THICKNESS GAUGE | TESA-0951753014 | 1
TES353 | DIAL GAUGE 0,01 MM | TESA-353 | 1
TH130CABLE | PRINTER CONNECTION CABLE FOR | TH130 (TA510) | 1
TH300HANDLE | HANDLE FOR TH300 |  | 1
TH310 | Milwaukee Pocket Thermometer |  | 1
THERMALHEADK265 | THERMAL HEAD FOR K265 HANGING SCALE |  | 1
THERMALHEADK265F | THERMAL HEAD SET FOR DIBAL K265 | FLAT TYPE | 1
TIMECABLE | PRINTER CONNECTION CABLE FOR | TIME PRODUCT | 1
TIMEHLN11A | PORTABLE HARDNESS TESTER HLN-1 |  | 1
TIMETT211 | PORTABLE COATING THICKNESS | GAUGE TT211 | 1
TOKDTB100 | Tokyo Seiki Tension Gage Model |  | 1
TOKDTB30 | TOKYO SEII-DIAL TENSION GAUGE | DTB30 | 1
TOPPSM300 | TOPEX PSM 300 |  | 1
TOPTFV300 | TOPEX TFV-300(CAMERA) |  | 1
TOPTVM300 | TOPEX VIDEO MAGNIFIER TVM-300 |  | 1
TOWERLIGHT12VDC | TOWER LIGHT 12VDC |  | 1
TV300COMCABLE | communicating cable for TV300 |  | 1
TVCARDXPERT | TV CARD XPERT DVD MAKER USB 2 |  | 1
TXC323 |  |  | 1
UV1280 | SHIMADZU, UV-VIS SPECTROPHOTOMETER | MODEL: UV1280 | 1
UX2200H | UniBloc Top-Loading Balances 2200gx0.01g | BRAND: SHIMADZU, MODEL: UX2200H | 1
UX420H | UniBloc Top-Loading Balances | 420g x 0.001g UX420H | 1
UX620H | UniBloc Top-Loading Balances | 620g x 0.001g UX620H | 1
UX820S | UniBloc Top-Loading Balances | 820g x 0.01g UX820S | 1
UXF70086V | UxF70086V Revco 700 ULT Frz 230V/50Hz |  | 1
VC6020RUBBER | BLACK RUBBER BUTTON OF VC6020 |  | 1
VD310IND150KG | DIBAL (VD 310 INDICATOR) ) | 150KGX10XG | 1
VD310SSCP1 | VD310 SS CP1 |  | 1
VERILUX400 | Multi-light Color Comparasion Cabinet |  | 1
VM12 | 12" B/W MONITOR |  | 1
VM14 | 14 " CCTV COLOUR MONITOR (GKB) |  | 1
W5401020 | MICROLITER PIPETTES, "WITOPET", | TYPE FIX 20 UL, | 1
W5401050 | MICROLITER PIPETTES, "WITOPET", | TYPE FIX 50 UL, | 1
W5402901 | MICROLITER PIPETTES "WITOPET" VARIABLE, | VOLUME 100-1000 祃 | 1
WDW5E | UNIVERSAL TESTING MACHINE, 500KG | BRAND: TIME, MODEL: WDW-5E | 1
WS6B | Coaxial Reflected Illuminator | Stereo Microscope WS-6B | 1
XCST50CE | CCD CAMERA, Brand : Sony(Japan) | Model : XC-ST50CE | 1
XS2107T | BIOLOGICAL TRINOCULAR | MICROSCOPE XS-2107T | 1
XS5C | EDUCATION BIOLOGICAL | MICROSCOPE XS-5C | 1
XTBHEAD | XTB- Bino scope head |  | 1
XTL | XTL ZOOM TRINOCULAR |  | 1
XTL3300THEAD | XTL3300T microscope head only |  | 1
XTX4 | MICROSCOPE | XTX-4 | 1
XYTABLE25X25 | XY TABLE FOR SCOPE 25mmX 25mm travel | without digital micrometer head | 1
XYTABLEDIG50x50 | XY TABLE FOR SCOPE WITH DIGITA L | MICROMETER 50mm x 50mm | 1
XZ1OLD | ZOOM LENS | OLD XZ-1 (ZOOM LENS) | 1
Y100EYEEW10XBIG | 10x eyepiece for Y100 (BIGGER) |  | 1
YAMHV700 | Yamamoto Test Block HV-700 |  | 1
ZM391TV | CAMERA TV OUTPUT | ZM-391TV | 1
ZM391USB | CAMERA USB OUTPUT | ZM-391USB | 1
ZTX3E | STEREOZOOM TRINOCULAR | ZTX-3E | 1
ZTXEBILSTAND | ZTX-E-BUILT IN LIGHTING STAND |  | 1
ZTXESTDNORP | ZTX-E STAND W/O RACK & PINION |  | 1
1011 | Hand centrifuge without rotor | Brand: Hettich, Cat No: 1011 | 2
1014 | Swing-out rotor 4 x 15 ml c/w buckets | Angle: 90? | 2
1701 | ROTINA 380, BENCH TOP CENTRIFUGE | BRAND: HETTICH, CAT NO: 1701 | 2
0837000 | IKA, GROOVED BALL BEARING FOR T65 D |  | 2
2870900 | MF 10.1 Cutting-grinding head |  | 2
2980000 | KS 130 basic Small shaker |  | 2
3368000 | Topolino |  | 2
3410500 | KV 600 digital |  | 2
3510000 | KS 4000 i control Incubator shaker |  | 2
3559000 | PCB POWER FOR C-MAG HS7 |  | 2
3581400 | IKA, HOTPLATE STIRRER 10"X10",C-MAG HS10 | ID: 3581400 | 2
3582200 | MAGNETIC STIRRER WITHOUT HEATING 4"X4" | BRAND: IKA, MODEL: C-MAG MS4 (3582200) | 2
3725000 | T25 DIGITAL ULTRA-TURRAX | BRAND: IKA, ID: 3725000 | 2
3880300 | RV 10.4002 MAGNETIC VALVE (LAB VAC |  | 2
3904000 | Base Plate |  | 2
3904100 | Quarter Vial 20ml |  | 2
3904200 | Quarter Vial 30ml |  | 2
3904300 | Quarter Vial 40ml |  | 2
3904400 | Quarter Vial 4ml |  | 2
3905100 | Reaction block flask 500ml |  | 2
3905300 | Flask Insert 250ml |  | 2
3907500 | LAB DISC IKAMAG WHITE MAGNETIC STIRRER |  | 2
8003000 | S 50 N - G 45 G Dispersing element |  | 2
8005500 | S 65 KG - HH - G 65 G Dispersing element |  | 2
8017400 | AS 260.1 Universal attachment | ID: 8017400 | 2
8022200 | AS 4000.1 Universal attachment |  | 2
8040300 | IKA, RV 10 Digital V, Rotary Evaporator | c/w HB10 Control & RV10.1 Glassware | 2
9023300 | RW 47 DIGITAL PACKAGE, CONSISTING OF | 4050000, 1643000 & 0739000 | 2
22WDAYMAGBULB | 22W DAYLITE RING FLUORESCENT | TUBE (FOR MAGNIFIER) | 2
A00000097 | Celite 545, 1 Kg |  | 2
A00001206 | Support system for DK6, DK20/26, DK6/48 |  | 2
ACC(M)PCB2 | NEW PCB (BSC) FOR UCA/UWA |  | 2
ACCBSCCPCB | PCB FOR BSCC |  | 2
ACCBSWE | ACCUTEC DIGITAL PLATFORM SCALE | MODEL: BSWE- | 2
ACCBSWEKEYPAD | KEYPAD FOR BSWE |  | 2
ACCBSWS2300KG | Waterproof Electronic Weighing 300KGx50g |  | 2
ACCFS1T1X1 | FS Series FLOOR SCALE 1TON X 05KG, | BRAND:ACCUTEC,PLATFORM:1.0Mx1.0M | 2
ACCFS3T1.5X1.5 | FLOORSCALE 3T, 1.5M X 1.5M | BRAND: ACCUTEC, MODEL: FS SERIES | 2
ACCFS5T1.5X1.5 | ACCUTEC DIGITAL FLOORSCALE,1.5m x 1.5m | FS5T,5T x 1kg | 2
ACCGRW6 | ACCUTEC DIGITAL WEIGHING SCALE | GRW-6 | 2
ACCGRWNPANEL | GRW DESKTOP NUMERIC PANEL ONLY |  | 2
ACCLOADUAAS | LOADCELL UAA-S TYPE 100KG |  | 2
ACCLOADUDA500 | LOADCELL UDA-500 |  | 2
ACCLOADUGA003 | LOADCELL UGA003 (3KG) |  | 2
ACCLOADURA750 | loadcell URA 750 |  | 2
ACCUCACLCD | LCD for UCAC scale |  | 2
ACCUD6288IND | UD6288 INDICATOR |  | 2
ACCULPBATTERY | BATTERY FOR UP PRINTER |  | 2
ACCUWAB006 | ACCUTEC DIGITAL WEIGHING SCALE | UWA-B-006 (6KG X 0.5G) | 2
ACCUWAB102 | ACCUTEC DIGITAL WEIGHING SCALE | MODEL: UWA-B-102, 1.2KG X 0.1G | 2
ACCUWAC+030 | ACCUTEC DIGITAL WEIGHING SCALE | 60K Res. UWA-C+-030 | 2
ATTPPOWERPCB | Attonic Power Supply Board | Model: PO WBO ARD | 2
BEAKER5L | beaker, s/steel with handle, 5000ml |  | 2
BMTY176-111 | CONCENTRIC CIRCLE |  | 2
BMTY811-336-10 | HH-336 |  | 2
BMTY811-338-11 | HH-338-01 |  | 2
BMTY963-231-30E | Rockwell Hardness Tester HR-320MS | Brand : Mitutoyo Model :BMTY963-231-30E | 2
BURSENBURNER | BURSEN BURNER |  | 2
BX12KH | Precision Platform Balances 12kgx0.1g | BRAND: SHIMADZU, MODEL: BX12KH | 2
BX22KH | Precision Platform Balances 22kg x 0.1g | BX22KH | 2
BX4200H | Top-Loading Balances 4.2kgx0.01g | BX4200H | 2
CENTER311 | CENTER 311 Humidity & Type K TempMeter | + RS232 2 channels no software | 2
CENTER313 | CENTER 313 Humidity & TempMeter +RS-232 | & DATA Logger(I1 channel+software) | 2
CENTER345(340) | Software for center340 | Model: Center345 (340) | 2
CENTERTPK02 | CENTER TPK-02, K-Type Immersion Probe | -50~700degC, -58~1292degF | 2
COINSCALE | Elaine Coin Counting Scale |  | 2
CT180B | DEHUMIDIFIER 18L/DAY | CT180B | 2
D32151556 | pan assembly(small) |  | 2
D3215198307 | D3215198307 |  | 2
D3215353101 | D3215353101 |  | 2
D3216046890 | Roof glass assy |  | 2
D3216452310 | Protective Cover Plastic For TX3202L |  | 2
D32164601 | Glass,front |  | 2
D3217058001 | IF Board Assy For UW/UX | replace from code D32162144 | 2
E603 | Brand : Hettich, Cat no. :E603 | Carbon brush V511, 5x8x20mm | 2
ESDGCLAMPSUPPORT | ESD G CLAMP SUPPORT |  | 2
ESDM745S | ESD STEREOZOOM BINOCULAR | MICROSCOPE ESDM745S | 2
EYE10XRSMB | 10x eyepiece for RSMB |  | 2
EYELP10XZTXE | EYEPIECE L.P. 10X for ZTX-E |  | 2
EYELP15XZTXE | EYEPIECE L.P. 15Xfor ZTX-E |  | 2
EYELP20XZTXE | EYEPIECE L.P. 20X for ZTX-E |  | 2
EYEPF10XRECRSM | RSM EYEPIECE 10X WITH RECTICLE SCALE |  | 2
EYESWF10XSSZ | EYEPIECE SWF 10X (bigger ) | for SSZ/MTS | 2
EYESWF15XSSZ | EYEPIECE SWF 15X (bigger ) | for SSZ/MTS | 2
F101A0125 | ECO25 Thermoreactor 115-230V/50-60Hz |  | 2
F10300330 | FOC215E Cooled incubator 230V/50-60Hz |  | 2
F105A0112 | FLOCCULATORS,JAR TESTERS | BRAND : VELP MODEL : FC6S | 2
F1STD10G | F1 STD WEIGHT 10G |  | 2
F1STD10KG | F1 STD WEIGHT,10KG |  | 2
F1STD2KG1MG | F1 STD WEIGHT 2KG - 1MG |  | 2
F1STD500G | F1 STD WEIGHT 500G |  | 2
F1STD50G | F1 STD WEIGHT 50G |  | 2
F1STD5KG | F1 STD WEIGHT ,5KG |  | 2
F202A0171 | RX3 Vortex Mixer 100-240V/50-60Hz |  | 2
F203A0160 | MST Magnetic stirrer 100-240V/50-60Hz |  | 2
F20500413 | AREX Heating mag. stirrer 230V/50-60Hz |  | 2
F20500420 | AM4 Heating mag. stirrer 230V/50-60Hz |  | 2
F2STD2KG | F2 Std Weight 2 kg |  | 2
F2STD50G | F2 Std Weight 50 G |  | 2
F30100182 | DK6 Digester 230V/50-60Hz |  | 2
F30100350 | KJELDAHL DIGESTER DK20 |  | 2
F30300242 | SER148/6 Solvent Extractor 230V/50-60Hz |  | 2
F30620198 | JP Pump for fumes aspiration 230V/50Hz |  | 2
FCH9146A | FORCED CONVECTION OVEN,300degC,136L | BRAND:CONSTANCE, MODEL:FCH-9146A | 2
FGJN20 | SHIMPO Digital Push Pull Gage, 20KG |  | 2
FGP110 | FIBER OPTIC FGP110 (110V)(BLACK) |  | 2
FGP50 | Shimpo Digital Push Pull Gage. |  | 2
FOCUSLENSFIBER | focus lens for fiberoptic |  | 2
FUJ130 | FUJI Model: 130 Mini Magnetic Stand |  | 2
FUJ169 | FUJI SCREW PITCH GAUGE | 0.4~7MM/4~42" 169 | 2
FUJ173 | FUJI Model: No. 173 Screw Pitch Gage |  | 2
FUJ272MC | FUJI RADIUS GAUGE 13~22MM BY 1 | 272MC | 2
FUJ466 | FUJI TOOL ANGLE GAUGE 1~45? | 466 | 2
FUJL300MB | FUJI RADIUS GAUGE 7.5~13MM BY | L300MB | 2
FUJL300MD | FUJI RADIUS GAUGE 17.5~21MM BY | L300MD | 2
GCH9077A | NATURAL CONVECTION OVEN, 72 LITER | BRAND: CONSTANCE, MODEL: GCH-9077A | 2
HALOGEN24V100W | Halogen Lamp 220V/24V100W FOR | TRAINING SCOPE | 2
HBULB20V150WREFL | HOLOGEN BULB 20V 150W - REFLECTOR) |  | 2
HET6STAND | HETTICH, 6-PLACE PIPETTE STAND |  | 2
HETF0010 | FIXED VOLUME PIPETTE, 10ul | BRAND: HETTICH | 2
HETF0500 | FIXED VOLUME PIPETTE, 500ul | BRAND: HETTICH | 2
HETV5000 | Variable Volume Pipette, 500-5000ul | Brand: Hettich | 2
HEX00514010 | STANDARD GAGE VERNIER CALIPER |  | 2
HLN11ATBLOCK | Test block for HLN-11A |  | 2
JPGM3X0.5H | JPG THREAD PLUG GAGE ?M3 X 0.5H GO/NOGO |  | 2
JW1UFO3KG | JW WEIGHING JW-1 UFO 3KG |  | 2
L2003A | HIGH POWER METALLURGICAL | L2003A | 2
LEDBULBTWLIGHT | LED bulb for tower light |  | 2
LM-360 | SK Level Meter |  | 2
MASWHEEL010055 | Shimpo Master Wheel Code: 010055 |  | 2
MC100L | MEASURING SCOPE | MC-100L | 2
MCOUNTERLEFTCVR | LEFT COVER FOR MONEY COUNTER |  | 2
MCOUNTERRIGHTCVR | RIGHT COVER FOR MONEY COUNTER |  | 2
MCTRDISPLAYPANEL | DISPLAY PANEL FOR MONEY COUNTER |  | 2
MI404 | Free & total chlorine photometer |  | 2
MI415 | MARTINI TURBIDIMETER WITH FTU | Model:Mi415 | 2
MI515-100 | MILWAUKEE,REAGENT KIT FOR TURBIDIMETER 5 |  | 2
MIT123505 | VERNIER DISK MICROMETER | 0-25MMx0.001 123-505 | 2
MIT145505 | INSIDE MICROMETER 5-30MMx0.001 | 145-505 | 2
MIT293505 | DIGITAL MICROMETER 0-25MMx0.001 | 293-505 | 2
MIT2X300X200X50 | GRANITE STAND 215-200 | 300 X 200 X 50MM (POLE) | 2
MIT500320 | DIGIMATIC CALIPER 0-150MMx0.01 | 500-320 | 2
MIT560225S | VERNIER CALIPER 0-200MMx0.02 |  | 2
MITDCAL | DIAL CALIPER, 300X0.01MM |  | 2
MONEYCOUNTERPCB | bottom PCB for money counter |  | 2
MTY04AAA745 | "Mitutoyo SPINDLE,MM,342M" |  | 2
MTY04GZA239 | RACHET RS-3, 101 |  | 2
MTY06ADV380E | Mitutoyo Input Tools Model: 06ADV380E |  | 2
MTY09GAA185 | BATTERY COVER,500M |  | 2
MTY101211 | BACK FLAT |  | 2
MTY101469 | SPINDLE |  | 2
MTY102-303 | MICROMETER M310-75 |  | 2
MTY103013 | POINT 1D,513 |  | 2
MTY103050 | Mitutoyo Nut Bearing |  | 2
MTY103-146-10 | Mitutoyo Outside Micrometer | Range225-250 mm x0,01 mm | 2
MTY103-182 | Outside Micrometers |  | 2
MTY103-183 | Outside Micrometers |  | 2
MTY103-184 | Mitutoyo Outside Micrometer |  | 2
MTY104-135A | Mitutoyo Outside Micrometer | Range 0-150 mmx0,01 mm | 2
MTY104-136A | Mitutoyo Outside Micrometer | Range 150-300 mmx0,01 mm | 2
MTY104-138 | MICROMETER OMC-12 IN |  | 2
MTY104-147A | VERNIER OUTSIDE MICROMETER |  | 2
MTY1041S | DIAL INDICATOR DG0.01-3.5MM |  | 2
MTY111-115 | MITUTOYO MICROMETER, DIA. 3mm | 0-25mm x 0.01mm | 2
MTY113-102 | Limit Micrometer |  | 2
MTY114-102 | Mitutoyo V-Anvil Micrometer 10-25mm (0.) |  | 2
MTY115-215 | Mitutoyo Tube Micrometer | Range 0-25 mmx0,01 mm | 2
MTY118-118 | Mitutoyo Sheet Micrometer,0-25mm |  | 2
MTY120041 | Mitutoyo Flat Point - Carbide |  | 2
MTY120043 | Flat Point Carbide |  | 2
MTY120047 | NEEDLE POINT |  | 2
MTY125-104 | Mitutouo Scew Thread Micrometer 25mm |  | 2
MTY126-801 | MICROMETER TIP/M1 64-48 TPI |  | 2
MTY129-109 | Mitutoyo Depth Micrometer (50mmx0.01mm) |  | 2
MTY129-111 | Mitutoyo Depth Micrometer | Range 0-100 mmx0,01 mm | 2
MTY129-115 | MICROMETER DMC100-100 |  | 2
MTY129-154 | Mitutoyo Depth Micrometer | Range : 0-25mm ( Base : 63.5x16mm) | 2
MTY131281 | POINT,NEEDLE,CARBIDE,D0.018" |  | 2
MTY133-145 | Mitutoyo Inside Micrometer |  | 2
MTY136235 | 1D POINT,513 |  | 2
MTY137557 | ?2MM BALL POINT (CARBIDE) | (L:22.3MM) | 2
MTY139167 | Mitutoyo Extension Rod, 0.5" 7237 |  | 2
MTY141771 | Roller, 505 |  | 2
MTY145-187 | Mitutoyo Inside Micrometer-Caliper Type | Range 50 ?75mmx0.01mm | 2
MTY145-188 | Mitutoyo Inside Micrometer-Caliper Type | Range 75 ?100mm x0.01mm | 2
MTY148-103 | Micrometer Heads |  | 2
MTY148-121 | MITUTOYO MICROMETER HEAD |  | 2
MTY148-215 | Mitutoyo Ultra Small Type 0-5mm |  | 2
MTY149-821 | MICROMETER HEAD MHM5-15 |  | 2
MTY149-822 | MICROMETER HEAD MHM6-15 |  | 2
MTY154-902 | Mitutoyo Gauge Set (154-101 to 104) | Range ( 3-5 /5-7.5 /7.5-10 /10-13) mm | 2
MTY160-103 | Mitutoyo Vernier Caliper,24"/600mm |  | 2
MTY167-108 | micrometer standard |  | 2
MTY177-146 | Mitutoyo Steel Setting Rings |  | 2
MTY177-288 | SETTING RING, 30MM |  | 2
MTY180-907B | pls quote 180-907U or 180-807U |  | 2
MTY182-111 | Mitutoyo Steel Ruler (150mm) |  | 2
MTY182-126 | STEEL RULE 300X12" |  | 2
MTY182-205 | Steel Rule |  | 2
MTY182-303 | SUS RULER |  | 2
MTY182-309 | Rule 40" |  | 2
MTY183-302 | Mitutoyo Peak Loupe 10X |  | 2
MTY184-301S | Mitutoyo Thickness Gages 13 Leaves | 0.05 ?1mm Blade Length 150mm | 2
MTY186-902 | Mitutoyo Radius Gages | Range 0.5 ?13mm | 2
MTY187-201 | Mitutoyo Bevel Protractor | Length:137mm (60,30?edges) | 2
MTY190656 | Mitutoyo Contact Point 0.5D,513 |  | 2
MTY1913T-10 | DIAL INDICATOR **REPLACEMENT 1913B-10 | BRAND : MITUTOYO | 2
MTY1913TB-10 | DIAL INDICATORS | RANGE : 0.5MM(0.2MM) GRADUATION :0.002MM | 2
MTY192-008 | Touch Probe for Digital Height Gauge |  | 2
MTY192-630-10 | Mitutoyo Digimatic Height Gauge | Range: 300mm/12" x 0.01mm/0.0005 | 2
MTY1960T | Mitutoyo Dial Indicator |  | 2
MTY204164 | Mitutoyo ANVIL(WITH TIP)-Spare Part |  | 2
MTY2044S-09 | DIAL INDICATOR | BRAND : MITUTOYO | 2
MTY2045S | DIAL INDICATOR |  | 2
MTY205772 | Mitutoyo SPRING,511 |  | 2
MTY2109SB-10 | MITUTOYO DIAL INDICATOR 1MM X 0.001MM |  | 2
MTY2110S-10 | DIAL THICKNESS GAUGE |  | 2
MTY2118SB-10 | Mitutoyo Dial Indicator | Range 5mmx0.001mm ( Flat Back) | 2
MTY2124S-10 | Mitutoyo Dial Indicator ,0.005-5mm |  | 2
MTY215-505-10 | BSC-30HX |  | 2
MTY21AAA166 | Arm D6X42, 1100 |  | 2
MTY21AAA257 | MITUTOYO CARBIDE NEEDLE POINT, 2mm | Length: 18mm | 2
MTY21AAA259F | EXTENSION ROD,2000 |  | 2
MTY21AAA341 | Mitutoyo Flat Contact Point |  | 2
MTY21AAA342 | Mitutoyo Flat Contact Point |  | 2
MTY21AZB353 | Mitutoyo Bezel,1000 |  | 2
MTY21CAA022A | Mitutoyo Pivot Arm assy for 513-405 |  | 2
MTY21CZA005 | Mitutoyo Bearing Ball Case, 513 |  | 2
MTY21CZA209 | Styli Ball Point |  | 2
MTY21CZA212 | CONTACT POINT (RUBY BALL)DIA:2MM |  | 2
MTY21ESA019 | SCREW 543M(4PCS/PACK) |  | 2
MTY21EZA158B | DISPLAY MODULE,543M |  | 2
MTY2900S-72 | MITUTOYO DIAL INDICATOR DG0.001-0.08MM |  | 2
MTY2900SB-10 | Mitutoyo Dial Indicator |  | 2
MTY293-231-30 | Mitutoyo Dig. Micrometer MDC-50MJX | Range: 25-50mmx0.001mm (SPC output) | 2
MTY293-232-30 | Mitutoyo Digimatic Micrometer IP65 |  | 2
MTY293-234-30 | COOLANT PROOF MICROMETERS | RANGE : 0-25MM | 2
MTY293-241-30 | Mitutoyo Digimatic Micrometer IP65 | 25-50mm x 0,001mm | 2
MTY293-242-30 | Mitutoyo Digimatic Micrometer IP65 | Range 50-75 mmx0,001 mm | 2
MTY293-245-30 | Digimatic Micrometer,W/O SPC 25-50mm |  | 2
MTY293-332-30 | Mitutoyo Digimatic Micrometer,SPC Output |  | 2
MTY293-343-30 | MITUTOYO DIGIMATIC MICROMETER |  | 2
MTY293-348-30 | coolant proof micrometer |  | 2
MTY293-350-30 | MITUTOYO DIGIMATIC MICROMETER |  | 2
MTY293-821-30 | Mitutoyo Digimatic Micrometer | Range 0-25 mmx0,001 mm | 2
MTY295-115 | MICROMETER BMS-25K |  | 2
MTY2960T | DG0.01-1MM |  | 2
MTY303614 | "Mitutoyo ROD 100MM,7211" |  | 2
MTY304147 | Standard Rod |  | 2
MTY306561 | Mitutoyo ANVIL (T-0.4),422M |  | 2
MTY323-250-30 | Mitutoyo Digimatic Disc Micrometer |  | 2
MTY323-350-30 | DM MICROMETER GMA-1"MJ |  | 2
MTY326-351-30 | DM MICROMETER TMC-1"MJB |  | 2
MTY329-350-30 | DM MICROMETER DMC4-6"MB |  | 2
MTY331-352-30 | DIGIMATIC MICROMETER SPM-2"MJ |  | 2
MTY340-520 | MITUTOYO DIGIMATIC MICROMETER | RANGE: 300-400MM x 0.001MM | 2
MTY342-251-30 | Mitutoyo Digimatic Point Micrometer |  | 2
MTY342-253-30 | Mitutoyo Point Micrometer | Range: 50-75mm x 0.001mm | 2
MTY343-250-30 | DM MICROMETER OMP-25M |  | 2
MTY390682 | mitutoyo clamp for stand |  | 2
MTY395-251-30 | Mitutoyo Digimatic Tube Micrometer |  | 2
MTY395-253-30 | MITUTOYO DIGITAL TUBE MICROMETER | MODEL: 395-253 (50-75mm x 0.001mm) | 2
MTY395-271-30 | Mitutoyo Digimatic Tube Micrometer |  | 2
MTY406-250-30 | DM Micrometer OMV-25M |  | 2
MTY406-251-30 | DM MICROMETER |  | 2
MTY422-261-30 | Mitutoyo Digimatic Blade Micrometer | Range : 25-50mm (Type B) | 2
MTY422-271-30 | MITUTOYO BLADE MICROMETER | RANGE: 0-25MM X 0.001MM | 2
MTY500-153 | Mitutoyo Digimatic Caliper | Range : 300mm x 0.01mm | 2
MTY500-157-30 | MITUTOYO DIGITAL CALIPER | Range: 0-200mmx0.01mm | 2
MTY500-444 | MITUTOYO SOLAR CALIPER | RANGE: 0-150MM X 0.01MM | 2
MTY500-505-10 | Mitutoyo Digimatic Caliper,SPC OUTPUT | Range:0-18" (0 - 450mm)x0.0005"/0.01mm | 2
MTY505-714 | Mitutoyo Dial Caliper 0-12? |  | 2
MTY511-701 | BORE GAGE CG-35AX |  | 2
MTY513-403-10E | Mitutoyo Dial Test Indicator, 0-0.008 I1 |  | 2
MTY513-415E | MITUTOYO D/TEST INDICATOR | MODEL: 513-415E, 1MM X 0.01MM | 2
MTY513-464E | TEST INDICATOR TI 0.01-0.8MM |  | 2
MTY513-501T | Test Indicator TI-611T |  | 2
MTY513-503E | TEST INDICATOR TI-612E |  | 2
MTY514-102 | MITUTOYO VERNIER HEIGHT GAGE | MODEL: 514-102, RANGE: 300MM X 0.02MM | 2
MTY514-106 | MITUTOYO VERNIER HEIGHT GAGE | MODEL: 514-106, RANGE: 600MM X 0.02MM | 2
MTY514-107 | MITUTOYO VERNIER HEIGHT GAGE | MODEL: 514-107, RANGE: 24"/600MM | 2
MTY516-938-10 | mitutoyo gauge block( 112pcs/grade 0) |  | 2
MTY522-602 | VERNIER CALIPER, PARALLAX FREE-TYPE |  | 2
MTY527-301-50 | Mitutoyo Dial Depth Gauge | Range 0-150 mmx0.05mm | 2
MTY527-302-50 | Mitutoyo Dial Depth Gauge | Range 0-200 mmx0.05mm | 2
MTY530-122 | Mitutoyo Vernier Caliper | Range 0-150 mmx0,02 mm | 2
MTY530-123 | Mitutoyo Vernier Caliper, 200mmx0.02mm | * High Accuracy +/-0.03mm | 2
MTY530-124 | MITUTOYO HIGH ACCURACY VERNIER CALIPER | 0-300MM X 0.02MM | 2
MTY530-320 | Mitutoyo Vernier Caliper with Carbide- | Tipped Jaw for outside, Range:0-150mm | 2
MTY531-101 | MITUTOYO VERNIER CALIPER | RANGE: 0-150MM X 0.05MM | 2
MTY543-300 | Mitutoyo Digimatic Indicator ID-C112AX | Range: 12.7mm x 0.001mm | 2
MTY543-405B | DIGIMATC INDICATOR |  | 2
MTY543-553E | Mitutoyo Digimatic Indicator ID-F | Range 50mm X 0.001MM/0.01MM | 2
MTY543-562E | MITUTOYO DIGIMATIC INDICATOR ID-H | RANGE: 1.2" / 30.4mm | 2
MTY543-563E | Mitutoyo Digimatic Indicator ID-H | Range 60.9MMX0.0005MM/ 0.001MM | 2
MTY543-793B | Digimatic Indicator ID-S112TXB |  | 2
MTY543-794B | Abolute Digimatic Indicator | Brand : Mitutoyo Model : MTY543-794B | 2
MTY544723 | RUBBER TOP |  | 2
MTY547-301 | MITUTOYO DIGIMATIC THICKNESS GAGE | MODEL:547-301 (10mm x 0.01mm) | 2
MTY547-312S | Mitutoyo Digimatic Thickness Gauge | Range:10mm/0.4"x0.01mm/0.0005" (Type C) | 2
MTY560-101 | VERNIER CALIPER 0-150MM |  | 2
MTY570-312 | Mitutoyo Digimatic Height Gauge | 0-12"(0-300mm) x 0.0005"/0.01mm | 2
MTY570-322 | HDS-H30C |  | 2
MTY575-122 | MITUTOYO DIGIMATIC INDICATOR- IDU SERIES | MODEL:575-122 (1"/25.4mmX0.0005"/0.01mm) | 2
MTY611518-021 | Gauge Block 1.8-0-BM1/PD |  | 2
MTY611635-031 | GAUGE BLOCK |  | 2
MTY611681-021 | Mitutoyo Steel Gauge Block,100mm |  | 2
MTY700-118-20 | QUICK MINI PK-0505CPX |  | 2
MTY7007-10 | Dial Gages Stand |  | 2
MTY7221 | DIAL DEPTH GAGE/150-200 |  | 2
MTY7305 | MITUTOYO DIAL THICKNESS GAGE | MODEL: 7305, RANGE: 0-20MM X 0.01MM | 2
MTY7315 | Mitutoyo Dial Thickness | Range : 0-10mm ( Groove Depth) | 2
MTY7321 | Mitutoyo Dial Thickness Gauge | 10mm x 0.01mm (Deep Throat) | 2
MTY7822 | CONTACT POINT SET |  | 2
MTY900209 | HOLDER ARM/A,513 |  | 2
MTY900258 | SCRIBER,506A |  | 2
MTY900391 | Mitutoyo Lever point 2000 |  | 2
MTY900947 | Mitutoyo Bearing (Screw) |  | 2
MTY902018 | point, plastic,1000 |  | 2
MTY902162 | Mitutoyo base / 7211 |  | 2
MTY950-222 | OUTSIDE SPRING CALIPER, 6"/150mm |  | 2
MTY950757 | ILLUMINATOR/POCKET COMPARATOR |  | 2
MTY953638 | Holding bars for swivel clamp |  | 2
MTY959149 | MITUTOYO SPC Cable With data switch (1M) |  | 2
MTY980506 | Mitutoyo ROD 0.5" |  | 2
MTY980508 | Mitutoyo ROD 1" |  | 2
MTY980510 | Mitutoyo Rod 2" |  | 2
MW600 | Milwaukee Smart DO meter, Model: MW600 |  | 2
NAGATAKEYPAD | NAGATA MEMBRAIN KEYPAD |  | 2
NIKONREFSMZ1B | REFUR NIKON SMZ-1B |  | 2
NZLAUXLENS2X | NEW ZOOM LENS AUXILIARY LENS 2X |  | 2
OBA1000G | Oba Rod Type Tension Gage w/max pointer | Capacity: 1000G | 2
OBA500G | OBA 500G ROD TENSION GAUGE | WITH STOPPER | 2
OBJLENS5XMETA | RV OBJECTIVE LENS 5X | METALLURGICAL | 2
OLYOBJLENS20X | OLYMPUS OBJECTIVE LENS 20X |  | 2
PEA197250 | PEAK GLASS SCALE 50MM 1972-5 |  | 2
PEA20031504WA3 | PEAK LINEN TESTER 4X 2003 | 1504WA3 | 2
PEA2037L | PEAK LIGHT SCALE LUPE 30X 2037L |  | 2
PRRKEYPAD | NAGATA MEMBRAIN KEYPAD (PRR) |  | 2
PS3000PAN | PS3000 PAN |  | 2
PS50CELY6KG | PS-50 CELY 6KG |  | 2
R-A-5000-8876 | RENISHAW M2 SPH D1R L15 EWL8 |  | 2
R-A-5003-0033 | "M2 STY D1R L20 EWL12.5 d0.8TC" |  | 2
R-A-5003-1208 | RENISHAW M2 SPH D0.3TC L10.2 EWL2.7" |  | 2
R-A-5004-7585 | M2 EXT L10 D3SS |  | 2
RCM14MA | LCMOS14000KPA, 14MP ¦ USB2.0 ¦ 1/2.3?¦I |  | 2
RCM3000 | C mount camera 3.0MP |  | 2
REC19CR12MM/30 | RECTICLE SCALE 19MM CROSS | 12MM/30DIV | 2
REC24C10X10/100 | RECTICLE SCALE 24MM CROSS | 10X10mm/100 | 2
REC24CROSS | Recticle scale 24mm | Diameter Cross Line | 2
RIKRFL2002 | Riken Flat Level(RIK109x200X0.02MM) |  | 2
RMZT0745HEAD | RMZT0745 HEAD |  | 2
RSMB | STEREOZOOM BINOCULAR | MICROSCOPE RSM-B | 2
RV5CNS240 | Round Magnifier Lamp Non-Spring Type | Model:RV-5C-NS (5 Diopter) | 2
RV5DC240 | RV-5DC-240 |  | 2
RVS55D | RVS5-5D 240V |  | 2
SA201A0151 | LS system with support+stirring shaft, |  | 2
SA201A0155 | DLS system with support+stirring shaft |  | 2
SB20500061 | AREC.X System with VTF 230/50-60Hz |  | 2
SE220 | DOUBLE JUNCTION pH ELECTRODE C/W 1 METER | CABLE & GEL FILLED ELECTROLYTE SOLUTION | 2
SK710A | SK TAPER GAUGE 710A |  | 2
SMALLBULBTH322 | SMALL BULB 6V 15W FOR TH322 |  | 2
SOMICSL305 | ICSL305 LED Light Source Camer |  | 2
SSZB+TILTEDARM | SSZ-B head with tilted e-arm |  | 2
STDBOX100G | STD WEIGHT EMPTY BOX-100G |  | 2
SWA0.6X12.7X1 | Swan Piston Feeler Gage Size: 0.60mm | 0.6X12.7X1M | 2
TELE80X20X40 | Tele Microscope 8x20x40 |  | 2
TES00119047 | MICROMETER ETALON 25-50 |  | 2
TES00510045 | TESA CCMA 200MM | TESA-00510045 | 2
TES00510143 | DEPTH GAUGE 250, 0.02MM | TESA-00510143 | 2
TES00530302 | TESA CAL IP67 200MM WITH ROLLE | TESA-00530302 | 2
TES01810006 | LEVER TYPE IND. 38/0.01 | TESA-01810006 | 2
TES01962003 | TESA TECHNOLOGY USB STICK 1 GB |  | 2
TIMETT210 | TIME TT210 |  | 2
UMHKDENSITYPCB | DENSITY PCB FOR UMH-K 300G |  | 2
UV1800 | SHIMADZU, UV-VIS Spectrophotometer | c/w 1 pair of 10mm Quadcell & Software | 2
UX3200G | SHIMADZU UniBloc Top-Loading Balances | MODEL: UX3200G, 3200g x 0.01g | 2
UX4200H | UniBloc Top-Loading Balances 4200gx0.01g | BRAND: SHIMADZU, MODEL: UX4200H | 2
UX420S | UniBloc Top-Loading Balances | 420g x 0.01g UX420S | 2
UX8200S | UniBloc Top-Loading Balances | 8200g x 0.1g UX8200S | 2
W5371525 | MINISPENSOR 250 + 500 UL, |  | 2
W5371950 | MINISPENSOR 500 + 1000 祃, | 2X FIXVOLUME DISPENSER, | 2
W5401010 | MICROLITER PIPETTES, "WITOPET", | TYPE FIX 10 UL, | 2
W5402010D | WITEG Microliter-pipette, ECONOMY | Range: 0.5-10.0 祃 | 2
W5402200D | WITEG Microliter-pipette, ECONOMY | Range: 20-200 祃 | 2
XMTD-8222 | Controller for FCH Series |  | 2
XS101COLLECTOR | Collector for XS101 |  | 2
XZ1STAND | RACK & PINION & STAND OF XZ-1 |  | 2
Y100EYEWF10X | EYEPIECE WF10X/20 FRO Y100 |  | 2
Y103SLRCOUPLER | 35mm SLR camera coupling for Y103 |  | 2
Y103T | BIOLOGICAL TRINOCULAR MICROSCOPE | BRAND: RAX VISION, MODEL: Y-103 | 2
1628 | Swing-out rotor 12-PLACE |  | 3
2300 | EBA 270, Benchtop centrifuge with rotor | BRAND: HETTICH, CAT NO: 2300 | 3
402044 | ILMVAC Service Kit includes diaphragm, | valves & O-ring. MPC105T | 3
1162900 | FOOT , BUMP ON, RUBR,20.6X7.6 |  | 3
2333100 | R 1313 R-? W-? W-L; Stirrer ? | Shaft ? shaft length 70, 10, 400 mm | 3
2971900 | MF10.1 O RING, DOOR SEAL |  | 3
3008600 | RH 3 Strap clamp |  | 3
3378000 | ETS-D5 Electronic contact thermometer |  | 3
3524200 | rocker switch TYP R9 / Pakage : PA6 |  | 3
1407K-11 | WELCH, DUOSEAL OIL, 1L |  | 3
ACC(M)UCALCD | NEW LCD FOR UCA |  | 3
ACCBSWC300K | ACCUTEC DIGITAL PLATFORM SCALE | MODEL: BSW-C- | 3
ACCBSWETRANS | BSW-E transformer |  | 3
ACCBSWS2 | Waterproof Electronic Weighing 150KGx20g | Scale Model:BSWS-150KG x 20g | 3
ACCGRCKEYPAD | GRC DESKTOP MEMBRAIN KEYPAD |  | 3
ACCLOADUBA006 | LOADCELL UBA006 (6KG) |  | 3
ACCLOADUBA20 | LOADCELL UBA-20 |  | 3
ACCLOADUEA200 | LOADCELL UEA200 |  | 3
ACCLS30KEYPAD | NEW LS - 30 PANEL C/W MEMBRAIN | KEYPAD | 3
ACCUCAC006 | ACCUTEC DIGITAL COUNTING SCALE | UCA-C-006 (6KG X 0.2G) | 3
ATTRECBATARF | Attonic Rechargeable Battery Pack for | ARF | 3
Biowizard | Biowizard |  | 3
BMTY12AAL068 | COMMUNICATION CABLE FOR USB | D CAT. - ORDINARY,ACCESS,OTHER | 3
BMTY957264 | Disk Stylus |  | 3
BMTY957265 | Disk Stylus |  | 3
BMTY963-210-30 | ROCKWELL HARDNESS TESTING MACHINE | MODEL: HR-110 | 3
BRADJAAKY3021 | Brightness Ajustment switches | electronic intensity controller AAKY3021 | 3
BRADJF3120CG | Brightness Ajustment switches | electronic intensity controller F3120CG | 3
CENTER110 | CENTER 110 | Autoranging Digital Multimeter | 3
CENTER308 | CENTER 308 | Type K Thermometer (In 2 channels) | 3
CENTER340 | CENTER 340 Thermo Recorder | * without software | 3
CENTERTPK01 | CENTER TPK-01, General Bead Probe | -50~200degC, -58~392degF | 3
CENTERTPK03 | CENTER TPK-03, K-Type Flat Surface Probe | -50~400degC,-58~752degF | 3
D3215074601 | CUSHIOUN (L=4) | D3215074601 | 3
D3215393401 | D3215393401 |  | 3
D3215393402 | D3215393402 |  | 3
D32161226 | Protective Cover |  | 3
D321-61227 | Protective cover (5pcs) |  | 3
D3216456606 | CABLE,ILS, 10-11 PIN L370 |  | 3
DEHCT180FAN | FAN OF CT-180 |  | 3
DEHCT300MOTOR | DEHUMIDIFIER MOTOR FOR CT300 |  | 3
DENORALCAMERA | Dental Intra Oral Camera OC-6V |  | 3
DRY230110V | Dry230,110V, color Black | DRY CABINET | 3
EASYCAPCAPTURE | USB2.0 VIDEO ADAPTER WITH AUDIO |  | 3
F10400340 | FOC SERIES INCUBATOR | BRAND : VELP MODEL : F-215L | 3
F105A0109 | FLOCCULATORS,JAR TESTERS | BRAND : VELP MODEL : JLT6 | 3
F1STD2G | F1 STD WEIGHT, 2G |  | 3
F202A0173 | CLASSIC Vortex mixer 100-240V/50-60Hz |  | 3
F202A0175 | WIZARD IR Vortex mixer 100-240V/50-60Hz |  | 3
F20320164 | AGE Magnetic stirrer 230V/50Hz |  | 3
F20700081 | REC Heating ceramic plate 230V/50-60Hz |  | 3
F2STD200G | F2 Std Weight 200g |  | 3
F30200120 | UDK129 Distillation Unit 230V/50-60Hz |  | 3
F30200130 | UDK139 Distillation Unit 230V/50-60Hz |  | 3
F307C0199 | SMS Scrubber |  | 3
FGJN5 | SHIMPO Digital Push Pull Gage, 5KG |  | 3
FIBERPOWERLG150 | Power supply for LG150 |  | 3
FLRMD | STOCKER & YALE FLR-MD BULB |  | 3
FUJ156 | FUJI SCREW PITCH GAUGE | 0.25~32.5MM 156 | 3
FUJ171 | FUJI Model: No. 171 Screw Pitch Gage |  | 3
FUJ178MC | FUJI RADIUS GAUGE 16~23MM BY 1 | 178MC | 3
FUJL300ME | FUJI RADIUS GAUGE 21.5~25MM BY | L300ME | 3
GLASSTAG1MM/100 | GLASS STAGE 1MM/100 (OBM STAGE | MICROMETER) | 3
HETF0050 | FIXED VOLUME PIPETTE, 50ul | BRAND: HETTICH | 3
HETROTANTA46 | HETTICH Rotanta 46 RSC Robotic Catalog |  | 3
HETV0002 | Variable Volume Pipette, 0.1-2.5ul | Brand: Hettich | 3
HEX00534022 | DIGITAL CALIPER, 300MM/12" | BRAND: HEXAGON STANDARD GAGE | 3
JAPAN60BNEX | 60-B N-EX | JAPAN | 3
JAPANCA92BWW | FLUORESCENT RING LIGHT BULB | CA92BWW 4 PINS JAPAN | 3
K265DWIBODY30KG | DIBAL (K265 DOUBELE BODY ) 30KG |  | 3
K265TOWER15KG | DIBAL (K265 TOWER ) 15KG |  | 3
K265TOWER30KG | DIBAL (K265 TOWER ) 30KG |  | 3
KNOBSLEEVE | knob sleeve for VC6050 |  | 3
KS385B | SURFACE RESISTIVITY METER |  | 3
LASERPRINTER | LASER PRINTER |  | 3
LEFTSWIPJ3015 | left switch for PJ 3015 |  | 3
MI151 | pH/ORP/TEMPERATURE BENCH METER | BRAND: MILWAUKEE, MODEL: Mi151 | 3
MIT102520 | OUTSIDE MICROMETER 75-100MMx0.001 | 102-520 | 3
MM102003CCDM | MM10-A C-MOUNT / L2003 COUPLIN |  | 3
MONEYCTRFCASING | FRONT CASING FOR MONEY COUNTER |  | 3
MTY04AAA968 | PARALLEL PIN |  | 3
MTY04GZA811A | Mitutoyo Panel Module Assy(mm) |  | 3
MTY05CZA662 | CONNECTING CABLE (1M),264S |  | 3
MTY05GZA033 | Mitutoyo Scriber Clamp,570 |  | 3
MTY06AEG431 | BATTERY COVER FOR 500-197-30 |  | 3
MTY101120 | contact point |  | 3
MTY102-707 | MICROMETER M327-25 |  | 3
MTY102-708 | Mitutoyo Outside Micrometer Model: 102-8 |  | 3
MTY103018 | POINT 3MM DIA,513 | (L=14.7MM) | 3
MTY103-130 | MICROMETER |  | 3
MTY103-177 | MICROMETER M110-1 IN |  | 3
MTY103-179 | MICROMETER OM-3 IN |  | 3
MTY103-181 | Outside Micrometers |  | 3
MTY1160T | MITUTOYO,dial indicator |  | 3
MTY117-101 | Mitutoyo Micrometer interchg.able anvil | Range 0-25 mmx0,01 mm | 3
MTY120060 | Mitutoyo Carbide Contact Point |  | 3
MTY129-110 | MITUTOYO DEPTH MICROMETER 0-75MMX0.01MM | BASE: 63.5MM X 16MM (3 RODS) | 3
MTY129-114 | MITUTOYO DEPTH MICROMETER 0-75MMX0.01MM | BASE: 101.6MM X 16MM (3 RODS) | 3
MTY137385 | Mitutoyo SPRING,SPINDLE |  | 3
MTY147-105 | Mitutoyo Aluminium Can Seam Micrometer | Range 0-13 mmx0.01mm | 3
MTY148-801 | Micrometer Head |  | 3
MTY150-210 | MICROMETER HEAD MHN2-25L |  | 3
MTY151-223 | Micrometer Head |  | 3
MTY153-203 | MICROMETER HEAD MHK-25 |  | 3
MTY177-286 | SETTING RING, 20MM |  | 3
MTY180-503U | MITUTOYO BLADE FOR COMBINATION SET |  | 3
MTY181-903-10 | VBST-50B |  | 3
MTY182-131 | Mitutoyo Steel Ruler (300mm) |  | 3
MTY186-103 | Radius Gages |  | 3
MTY186-107 | Mitutoyo Radius Gages | Range 15.5 ?25mm | 3
MTY188-122 | Mitutoyo Metric Screw Pitch Gages | Range:0.4-7mm (60deg angle gage) | 3
MTY190548 | Mitutoyo Contact Point Model: 190548 |  | 3
MTY190654 | ?0.5MM BALL POINT (CARBIDE) | (L:22.3MM) | 3
MTY192-132 | Mitutoyo Dial Height Gauge | Range 0-600 mmx0,01 mm | 3
MTY192-614-10 | Mitutoyo Dig HD-A Height Gauge | Range 0-600 mm | 3
MTY193-104 | Mitutoyo Digit Outside Micrometer | Range 75-100 mm | 3
MTY2046S-60 | DIAL INDICATOR DG0.01-10MM |  | 3
MTY2046S-80 | Dial Indicator DG0.01-10MM |  | 3
MTY2118S-10 | pls quote 2118F (1 pc ex-stock) | Range 5mmx0.001mm | 3
MTY21AAA337 | Mitutoyo Contact Point |  | 3
MTY21AZA321 | Mitutoyo Contact Point Model: 21AZA321 |  | 3
MTY21AZB150 | Mitutoyo Spindle Lifting Lever |  | 3
MTY2416S | MITUTOYO DIAL INDICATOR | RANGE: 1" x 0.001" | 3
MTY2915S-10 | DIAL INDICATOR |  | 3
MTY293-180-30 | QuantuMike DM Micrometer |  | 3
MTY293-233-30 | Mitutoyo Digimatic Micrometer IP65 |  | 3
MTY293-333-30 | Mitutoyo Digimatic Micrometer,SPC Output | Range:3-4"/75-100mmx0.00005"/0.001mm | 3
MTY331-253-30 | Mitutoyo Spline Micrometer |  | 3
MTY331-254-30 | DIGIMATIC SPLINE MICROMETER |  | 3
MTY342-271-30 | MITUTOYO DIGIMATIC CRIMP MICROMETER |  | 3
MTY345-251-30 | MITUTOYO I/S MICROMETER |  | 3
MTY368-161 | HOLTEST HT-8R |  | 3
MTY369-350-30 | PDM-1"MX |  | 3
MTY390681 | mitutoyo clamp for stand |  | 3
MTY500-154-30 | MITUTOYO DIGITAL CALIPER 0-150mmx0.01mm | *CARBIDE-TIPPED JAWS FOR O/S | 3
MTY500-173 | Mitutoyo Digimatic Caliper, SPC OUTPUT | Range 0-12" (0 - 300mm)x0.0005"/0.01mm | 3
MTY500-712-20 | ABSOLUTE COOLENT PROOF CALIPER |  | 3
MTY513-412 | Mitutoyo Dial Test Indicator T1.0005-03N |  | 3
MTY513-426E | DIAL TEST INDICATOR, |  | 3
MTY513-908 | Mitutoyo Dial Test Indicator Set |  | 3
MTY516-650E | mitutoyo gauge block maintenance kit |  | 3
MTY527-202 | Mitutoyo Vernier Depth Gauge | Range 0-200 mmx0.05mm | 3
MTY530-101 | pls quote 560-101 (2 pcs ex-stock) | Range 0-150 mmx0,05 mm | 3
MTY530-116 | vernier caliper |  | 3
MTY530-501 | Mitutoyo Vernier Caliper | Range 0-600 mmx0,05 mm | 3
MTY543-394 | Mitutoyo Digimatic Indicator ID-C | Range: 12.7mm x 0.001mm | 3
MTY543-395B | digimatic indicator |  | 3
MTY543-475B | DM INDICATOR ID-C1025MXB |  | 3
MTY543-783 | ID-S1012EX |  | 3
MTY547-320S | Mitutoyo Digimatic Thickness Gauge | Range 0-0.4"x0,01 mm/0.0005" | 3
MTY547-321 | MITUTOYO DIGITAL THICKNESS GAUGE | DEEP THROAT TYPE, 0-10MM X 0.01 | 3
MTY550-301-10 | MITUTOYO DIGIMATIC CALIPER | RANGE:0-200MM(10-210MM) X 0.01MM | 3
MTY571-202-30 | Mitutoyo Digimatic Depth Gauge |  | 3
MTY571-211-30 | Mitutoyo Digimatic Depth Gauge |  | 3
MTY575-121 | Mitutoyo Digimatic Indicator |  | 3
MTY611506-021 | IND GAUGE BLOCK, 0.5MM, GRADE:0 |  | 3
MTY611611-021 | Mitutoyo Individual Steel Gauge Block |  | 3
MTY700-119-20 | Quick Mini Micrometer |  | 3
MTY900306 | Mitutoyo holding Bar |  | 3
MTY902804 | STEM |  | 3
MTY903425 | Lifting Levers |  | 3
MTY950-318 | pls quote 950-316 (2pcs ex-stock) |  | 3
MTY959150 | MITUTOYO SPC Cable With data switch (2M) |  | 3
NVC105 | NVEC CCD CAMERA (B & W) |  | 3
NZLAUXLENS0.5X | NEW ZOOM LENS AUXILIARY LENS 0.5X |  | 3
OBA30G | OBA 30G ROD TENSION GAUGE | WITH STOPPER | 3
PB-10&PY-ASI | Sartorius Basic pH meter PB10 |  | 3
PC50CELY15KG | PC-50 CELY 15KG |  | 3
PEA1964 | PEAK LUPE 22X 1964 |  | 3
PEA19857 | PEAK STEINHEIL LUPE 7X 1985-7 |  | 3
PEA2015 | PEAK MINI COMPARATOR 7X 2015 |  | 3
PEA2016L | PEAK LIGHT SCALE LUPE 15X 2016 |  | 3
PEA2027 | PEAK SOFT FOCUS SCOPE 8x20 | 2027 | 3
PHMETER | LABMATE PH METER |  | 3
PJ3015COOLFAN | CPJ3015 Cooling fan |  | 3
POLARIZERY100 | polarizer (for Y100 scope) |  | 3
PS3000KEYPAD | PS3000 KEYPAD |  | 3
REC24L10MM/200 | RECTICLE SCALE LINEAR 10MM | (200DIV) | 3
RIGHTSWIPJ3016 | right switch fo PJ 3015 |  | 3
RMZSTAND(ST503) | STANDARD STAND(ST503) FOR RMZ |  | 3
RMZT0745BIL(HAL) | STEREOZOOM TRINOCULAR(halogen stand) |  | 3
RVEYE5 | RAXVISION EYEPIECE CAMERA | SCMOS05000KPA,5MP¦USB2.0¦1/2.5"¦S | 3
SH200CELY | SH-200 CELY |  | 3
SK700C | SK TAPER GAUGE 700C |  | 3
SWA0.03X1 | Swan Piston Feeler Gage Size: | 0.03 x 1 meter | 3
SWA0.5X1 | Swan Piston Feeler Gage Size: | 0.5mm x 1 meter | 3
TES01860211 | STYLUS 12/2 Y60/11W | TESA-1860211 | 3
TES512K | DIAL GAUGE 0,01 MM | TESA-512K | 3
UW420S | UniBloc Top-Loading Balances UW420S | 420g x 0.01g with internal weig | 3
UW820S | UniBloc Top-Loading Balances UW820S | 820g x 0.01g with internal wei | 3
UX6200H | UniBloc Top-Loading Balances 6200gx0.01g | BRAND: SHIMADZU, MODEL: UX6200H | 3
W5381000 | WITOPED ECO |  | 3
W5402100D | WITEG Microliter-pipette, ECONOMY | Range: 10-100 祃 | 3
W5408010 | PIPETTE TIPS, PP, 0,5 - 20 UL, NEUTRAL, | PACK = 1000 PCS | 3
WINXPPROLICENSE | LICENSE FOR WINDOW XP PRO |  | 3
XS101T | BIOLOGICAL TRINOCULAR | MICROSCOPE XS-101T | 3
XS2803CCD0.5X | 0.5xCCD adapter for XS-2803/ | XS912N | 3
XS912N | BIOLOGICAL TRINOCULAR | MICROSCOPE XS-912N | 3
XZ1OLDDONUTSMALL | Old Type Zoom Lens Holder (donut | small hole rack & pinion | 3
ZTXEPRISMLENLFT | left side prism lens (ZTX-E) |  | 3
ZTXEPRISMLENRGT | RIGHT side prism lens (ZTX-E) |  | 3
1226 | Brand: Hettich, Cat No: 1226 | Angle rotor, 24-place for microlitre | 4
5621 | Brand : Hettich, Cat no. :5621 | Lid for suspension 5620 | 4
0353300 | IKA, COUPLING (NO.31) |  | 4
1572200 | IKAFLON?20 Magnetic stirring bar | (20 x 8 mm) | 4
2664000 | R 271 ; Boss head clamp |  | 4
2900000 | A 11 basic Analytical mill | BRAND: IKA | 4
A00000146 | Test tubes ?26x300 mm, 100ml 6pcs/box |  | 4
ACC(M)UWAKEYPAD | NEW KEYPAD FOR UWA |  | 4
ACCBSC15K | ACCUTEC DIGITAL COUNTING PLATFORM SCALE | MODEL: BSC-B-PF | 4
ACCBSCTRANS | transformer for BSWC/BSCC |  | 4
ACCFEJ1500 | Electronic Compact Scale | Model:FEJ1500,Cap:1500g x 0.1g | 4
ACCFS2T1.2X1.2 | DIGITAL FLOORSCALE 2 TON, 1.2M X 1.2M | BRAND: ACCUTEC, MODEL: FS SERIES | 4
ACCGRCNPANEL | GRC DESKTOP NUMERICA PANEL ONL |  | 4
ACCGRWIND | ACCUTEC DIGITAL WEIGHING INDIC | GRW | 4
ACCLOADUBA3 | UBA 3Kg |  | 4
ACCLOADUDA300 | LOADCELL UDA-300 |  | 4
ACCLOADUDA750 | LOADCELL UDA-750 |  | 4
ACCLS30LCD | ACCUTEC, LCD FOR LS30 |  | 4
ACCUCAB030 | ACCUTEC DIGITAL COUNTING SCALE | UCA-B-030 (30KG X 2G) | 4
ACCUCAC003 | ACCUTEC DIGITAL COUNTING SCALE | MODEL: UCA-C-003, 3KG X 0.1G | 4
ACCUCACTRANS | transformer for UCAC / UWAC |  | 4
ACCUWAB030 | ACCUTEC DIGITAL WEIGHING SCALE | UWA-B-030 (30KG X 2G) | 4
ACCUWAB105 | ACCUTEC DIGITAL WEIGHING SCALE |  | 4
ACCUWAFKEYPAD | UWA-F-015 key Pab |  | 4
AUXLENS1X | AUXILIARY LENS 1X |  | 4
BMTY963-241-30E | MITUTOYO Hardness Tester HR-430MS |  | 4
CABLEPRR6500TD | PRR-6500-TD cable |  | 4
CENTER301 | CENTER 301 THERMOMETER, K TYPE, | DUAL CHANNEL WITH TP-K01 PROBE (2PCS) | 4
CENTER337 | CENTER 337 Light Meter | Light Meter | 4
D3215474504 | D3215474504 |  | 4
D32155722 | BX PHOTOSENSOR | D32155722 | 4
D3216052202 | SPACER, 4-CORNER T=0.2 | D3216052202 | 4
D3216268601 | Connection cable for EP-80 (60cm) |  | 4
E3535 | Brand: Hettich, Cat No: E3535 | Gas spring 120N | 4
E610 | Brand : Hettich, Cat no. :E610 | Friction rubber | 4
F202A0176 | ZX3 Vortex Mixer 100-240V/50-60Hz |  | 4
F202A0280 | ZX4 IR Vortex Mixer 100-240V/50-60Hz |  | 4
F20500162 | ARE Heating mag. stirrer 230V/50-60Hz |  | 4
F2STD5KG | F2 STD WEIGHT 5KG |  | 4
FIBERSINGLEGOOSE | SINGLE GOOSENECK FOR FIBEROPTI |  | 4
FL01B | FL01B Replacement Bulb,OD:93mm | Total Length:102mm,2pins ,8W | 4
HBULB24V150W | HALOGEN BULB 24V 150W | (FOR FIBEROPTIC) | 4
HEX00534012 | VERNIER CALIPER, 150MM/6"X0.02MM | BRAND: HEXAGON STANDARD GAGE | 4
HN1185C | Mag Lamp HN118 5X |  | 4
HT02 | PORTABLE THERMOHYGROMETER HT-02 |  | 4
HT150LOWBULB | LOWER BULB FOR MONEY DETECTOR HT150 |  | 4
HT150UPUVBULB | UPPER UV BULB FOR MONEY DETECTOR HT150 |  | 4
L004880 | DRIVE SHAFT RING FOR S18N-19G |  | 4
MCTRMEMBKEYPAD | membrane keypad for money counter |  | 4
MIT129120 | DEPTH MICROMETER 0-100mmX0.01m | 129-120 | 4
ML02B | FLUORESCENT RING LIGHT BULB | ML02B | 4
MPC301Z | Diaphragm Pump Chem. Resistant | MPC 301 Z | 4
MSH-20A | Hotplate Stirrer, Analog, 180x180mm, | 0~1500 rpm, to 380癈, | 4
MTY05BAA204 | RACK ASSEMBLY FOR 505-673 |  | 4
MTY101117 | MITUTOYO FLAT POINT, DIA. 10mm |  | 4
MTY101121 | Mitutoyo Needle Point, Dia. 0.4mm | Length: 15mm | 4
MTY103-145-10 | Mitutoyo Outside Micrometer | Range200-225 mm x0,01 mm | 4
MTY103-178 | MICROMETER M110-2 IN |  | 4
MTY103-180 | Outside Micrometers |  | 4
MTY120042 | POINT/FLAT 2000 |  | 4
MTY129-113 | MICROMETER DMC100-50 |  | 4
MTY137257 | MITUTOYO CARBIDE NEEDLE POINT, 2mm | Length: 8mm | 4
MTY183-109 | OPTIONAL RETICLES FOR POCKET COMPARATORS |  | 4
MTY187-901 | Mitutoyo Universal Bevel Protractor | Length:150,300 mm (60,45,30?edges) | 4
MTY188-102 | PCG/28 SET 4-60 IN |  | 4
MTY188-151 | PITCH GAGE |  | 4
MTY193-113 | Mitutoyo Digit Outside Micrometer | Range 50-75 mm | 4
MTY193-114 | Mitutoyo Digit Outside Micrometer | Range 75-100 mm | 4
MTY21AAA255 | Mitutoyo Needle Point, Dia. 0.4mm | Length: 25mm | 4
MTY21AAA259A | EXTENSION ROD |  | 4
MTY21AAA259D | Mitutoyo Extension Rod,2000 |  | 4
MTY21AAA259E | EXTENSION |  | 4
MTY21EZA198 | MITUTOYO Spindle lifting lever |  | 4
MTY264-002E | MULTIPLEXER |  | 4
MTY264-016 | PC Data Input Device USB |  | 4
MTY422-270-30 | Mitutoyo Digimatic Blade Micrometer |  | 4
MTY500-151-30 | ABSOLUTE Digimatic Caliper |  | 4
MTY500-506-10 | Mitutoyo Digimatic Caliper | Range 0-24" (0 - 600mm)x0.0005"/0.01mm | 4
MTY511-713 | MITUTOYO BORE GAGE, 50-150MM X 0.01MM | MODEL: 511-713 | 4
MTY543-300B | DM INDICATOR ID-C112AB |  | 4
MTY543-301 | DM INDICATOR ID-C112AM |  | 4
MTY543-390 | Mitutoyo Digimatic Indicator ID-C | Range : 12.7mm/0.001mm | 4
MTY543-400B | Mitutoyo Digimatic Indicator | 12.7mm x 0.01mm | 4
MTY543-405 | Digimatic Indicator,in/mm ,12.7mm/0.5" |  | 4
MTY543-470B | MITUTOYO DIGIMATIC INDICATOR | 25.4 mm x 0.001 mm | 4
MTY543-490B | Mitutoyo Digimatic Indicator (Flat Back) | Range: 50.8mm x 0.001mm | 4
MTY7001-10 | Dial Gage Stand (with serrated anvil) |  | 4
MTY7031B | UNIVERSAL MAGNETIC STAND |  | 4
MTY900322 | Mitutoyo |  | 4
MTY901994 | Mitutoyo Ball Point Plastic |  | 4
MTY902119 | Mitutoyo Ball Carbide With Groove(Ex-st) |  | 4
MTY903424 | Mitutoyo Spindle Lifting lever |  | 4
NZLAUXLENS1.5X | NEW ZOOM LENS AUXILIARY LENS 1.5X |  | 4
OTDP | FIX MAGNIFICATION MICROSCOPE | OTD-P | 4
PJ3015ROTARY | ROTARY TABLE FOR CPJ-3015 |  | 4
PJ3015ZPRINTER | printer For 3015Z |  | 4
REC19L10MM/200 | RECTICLE SCALE LINEAR 10MM |  | 4
REC19MM10/100SQ | EYEPIECE TUBE C/W REC SCALE OC | 10/100 SQ (HI-POWER) | 4
REC24L20X/1ML | RECTICLE SCALE INCH LINEAR | 20X/1ML 0.4"/200 | 4
REC24L30X/1ML200 | RECTICLE SCALE INCH LINEAR | 30X/1ML 0.6"/200 | 4
RZM | STEREOZOOM BINOCULAR MICROSCOPE | BRAND: RAX VISION, MODEL: RZM | 4
SKLM90 | SK Level Meter Model: LM-90 |  | 4
SLIDEHOLDERMF601 | SLIDE HOLDER FOR MF601 |  | 4
SSZSTAND | SSZ STAND(SSG01) |  | 4
SWA0.20X1 | Swan Piston Feeler Gage 12.7mm x 1 meter | Size: 0.20mm | 4
SWA0.90X1 | Swan Piston Feeler Gage Size: 0.90mm |  | 4
TES01462005 | CENTRAL LUG BACK D.58 BASIC |  | 4
TES01860203 | STYLUS 12/2 Y60/3W | TESA-1860203 | 4
TES06030020 | MICROMASTER IP54 0-30 | TESA-06030020 | 4
TX2202L | SHIMADZU UniBloc Top-Loading Balances | 2200g x 0.01g | 4
UPGRADEPS3000 | PS3000 JULY 2010RC Datachip with new | KEYBOARD OVERLAY | 4
UW2200H | SHIMADZU UniBloc Top-Loading Balances | 2200g x 0.01g *with internal weight | 4
VD310IND300KG | DIBAL (VD 310 INDICATOR) ) | 300KGX20XG | 4
XYTABLE75X55 | XY TABLE FOR SCOPE (75mm x55mm | div 0.1mm) | 4
1203 | MICROLITRE CENTRIFUGE, MIKRO 185 | BRAND: HETTICH, CAT NO: 1203 | 5
1800 | HETTICH EBA200, Benchtop centrifuge | Come with angle rotor | 5
0189000 | shaft? |  | 5
3428100 | foil feeler |  | 5
3581000 | IKA, HOTPLATE STIRRER 4"X4", C-MAG HS4 | ID: 3581000 | 5
3671000 | COLOR SQUID IKAMAG, WHITE | BRAND: IKA, ID: 3671000 | 5
8033800 | IKA, RV 8V Rotary evaporator | c/w HB10 Control & RV10.1 Glassware | 5
ACC(M)TRANS | NEW TRANSFORMER FOR UCA / UWA |  | 5
ACC(M)UWALCD | NEW LCD FOR UWA |  | 5
ACCLOADUES250 | LOADCELL UES 250Kg |  | 5
ACCLOADURA100 | Load cell: URA 100Kg |  | 5
ACCPLAT60S | PLATFORM STAND - 60 KG -2 (SMALL) |  | 5
ACCRS232 | RS 232 IC & CAPACITY FOR INDIC |  | 5
ACCUCA15000IC | UCA 1/15000 IC |  | 5
ACCUCAC030 | ACCUTEC DIGITAL COUNTING SCALE | UCA-C-030 (30KG X 1G) | 5
ACCUWAB003 | ACCUTEC DIGITAL WEIGHING SCALE | UWA-B-003 (3KG X 0.2G) | 5
BHPRICINGKEYPAD | MEMBRANE KEYPAD FOR bh-030 (BAN HIN) |  | 5
BMTY178-561-01E | MITUTOYO SURFACE ROUGHNESS TESTER | SJ-210 MM/0.75MN | 5
CENTERTPK04 | CENTER TPK-04, K-Type Piercing Probe | -50~600degC , -58~1122degF | 5
CMOUNTCONVERTER | coupling to convert Cmount-cameraeyepiee |  | 5
CONEADAP010049 | Shimpo Cone Adapter Code: 010049 |  | 5
CT500E | DEHUMIDIFIER 50L/DAY | BRAND:CONSTANCE, MODEL:CT500E | 5
D3211020301 | LEVEL GAUGE | D3211020301 | 5
D3215353030 | FOOT WHEEL ASSY | D3215353030 | 5
D3215474406 | D3215474406 |  | 5
D3215474506 | D3215474506 |  | 5
D32164540 | LEVEL ADJUSTED FOR TX SERIES |  | 5
D3217126002 | RS232 cable for AT series | (321-71260-02) | 5
DEHCT180MOTOR | MOTOR OF CT-180 |  | 5
ELB600 | Portabe Electronic Bal 600g x 0.05g | ELB600 | 5
ESDBALLASTCOVER | ESD BALLAST COVER |  | 5
F1STD2KG | F1 STD WEIGHT 2KG |  | 5
F203A0161 | MICROSTIRRER Mag. stir. 100-240V/50-60Hz |  | 5
FR02PCB240V | FL-02 (240V) P.C.B |  | 5
HEX01414010 | DIAL G 60 0.01 10MM |  | 5
LR01PCB110V | LR-01 (110V) P.C.B |  | 5
MIT2X100X150X40 | GRANITE STAND 215-200 | 100 X 150 X 40MM (POLE) | 5
MIT3X100X150X40 | GRANITE STAND 215-300 | 100 X 150 X 40MM (UNIV) | 5
MIT500335 | DIGIMATIC CALIPER 0-300MMx0.0 | 500-335 | 5
MTY04AAA495 | Mitutoyo Battery Plus Contact(+) |  | 5
MTY06ADV380F | USB INPUT TOOL DIRECT |  | 5
MTY06AEG302E | MITUTOYO AC ADAPTOR |  | 5
MTY100836 | flat back for 3058sb-19 |  | 5
MTY101029 | Mitutoyo Spring A Dual for Height Gage |  | 5
MTY101030 | Mitutoyo Spring B Dual for Height Gage |  | 5
MTY101122 | POINT BALL |  | 5
MTY1040S | DIAL INDICATOR DG0.01-3.5MM |  | 5
MTY137693 | Mitutoyo Spindle Lifting Knob |  | 5
MTY148-804 | MICROMETER HEAD |  | 5
MTY150-195 | Micrometer Head |  | 5
MTY182-121 | Mitutoyo Steel Ruler, 12" | Graduation: 1/8",1/16",1/32",1/64" | 5
MTY182-251 | STEEL RULE |  | 5
MTY183-108 | Mitutoyo Reticles for Pocket Comparators |  | 5
MTY183-201 | Mitutoyo Pocket Microscope 25X |  | 5
MTY188-130 | Mitutoyo Metric Screw Pitch Gages | Range:0.35-6mm (60deg angle gage) | 5
MTY190655 | CONTACT POINT 0.7D,513 |  | 5
MTY193-102 | Mitutoyo Digit Outside Micrometer | Range 25-50 mm | 5
MTY193-112 | Mitutoyo Digit Outside Micrometer | Range 25-50 mm | 5
MTY200762 | Mitutoyo anvil 30 degree |  | 5
MTY2046S-09 | MITUTOYO DIAL INDICATOR | (SHOCKPROOF TYPE) | 5
MTY2047S | MITUTOYO DIAL INDICATOR | RANGE: 10MM(1MM)X0.01MM | 5
MTY2052S | Mitutoyo Dial Indicator | Range: 30mmx0.01mm | 5
MTY21AAA252 | FLAT POINT |  | 5
MTY21AZB161 | Mitutoyo Bezal |  | 5
MTY331-251-30 | Mitutoyo Digimatic Spline Micrometer | Range 0-25 mmx0,001 mm Type A | 5
MTY543-491B | Mitutoyo Digimatic Indicator (Lug Back) | Range: 2"/50.8mm x .00005"/0.001mm | 5
MTY547-401 | MITUTOYO DIGIMATIC THICKNESS GAGE | MODEL: 547-401 (12mm x 0.001mm) | 5
MTY551-301-10 | dm caliper |  | 5
MTY7002-10 | MITUTOYO Dial Gage Stand (7002-10) | * with Dia. 58mm Flat Anvil | 5
MTY7032B | MITUTOYO UNIVERSAL MAGNETIC STAND | MODEL: 7032B | 5
MTY900321 | CLAMP,513 |  | 5
MTY902805 | Stems For Dial Test Indicator |  | 5
NIKONOBJLENS20X | NIKON OBJECTIVE LENS 20X |  | 5
PAPERROLL | Paper roll for shimadzu printer | Lenght: 5.5mm | 5
PEA198520 | PEAK STEINHEIL LUPE 20X 1985-2 |  | 5
PEA2016 | PEAK SCALE LUPE 15X 2016 |  | 5
POINTERY100 | pointer for y100 |  | 5
PS3000ADAPTOR | PS3000 Malaysia Adaptor |  | 5
PS3000PCB | PS3000 PCB |  | 5
PS50CELY3KG | PS-50 CELY 3KG |  | 5
RCM5000 | C mount camera 5.0MP |  | 5
REC19C10MM/100 | RECTICLE SCALE 19mm cross (0.1) |  | 5
REC19CLS10MM/100 | 19mm cross with linear scale 10MM/100DIV |  | 5
RVS4 | Digital Camera, Dino R Lite | Brand: RaxVision, Model: S4 | 5
SILCARPAPER1000 | SILICON CARBON PAPER 1000 |  | 5
SILCARPAPER800 | SILICON CARBON PAPER 800 |  | 5
SK270B | SK TAPER GAUGE 270B |  | 5
SWA0.8X12.7X1M | Swan Piston Feeler Gage 12.7mm x 1 meter | Size: 0.80mm | 5
TES00510046 | TESA CCMA 300MM | TESA-00510046 | 5
TES00510050 | CCMA-M 150 mm 0,01 MM | TESA-00510050 | 5
TES00530242 | CALIPER PROF STANDARD 250MM IP | TESA-00530242 | 5
TES01419048 | DIAL INDICATOR 58/0.01 | TESA-01419048 | 5
TES01860213 | STYLUS 12/2 Y60/13W | TESA-1860213 | 5
TES0951753013 | ROCH THICKNESS GAUGE | TESA-0951753013 | 5
TES108015 | Dia: 0.015" L=.494", M1.4 | CONTACT POINT TES108015 | 5
UX1020H | SHIMADZU Unibloc Electronic Balance | Model: UX1020H, 1020g x 0.001g | 5
UX4200S | UniBloc Top-Loading Balances | 4200g x 0.1g UX4200S | 5
XS912T | BIOLOGICAL TRINOCULAR | MICROSCOPE XS-912T | 5
Z046013 | MICROSCOPE st60 head | Z046013 | 5
ZTXESTAND | ZTX-E STAND |  | 5
1466 | ADAPTER FOR 15ML FALCON TUBE | CAT NO: 1466 | 6
3120600 | AS 260.3 Dish attachment (ID: 3120600) |  | 6
ACCBSWC15K+RS232 | ACCUTECH INDICATORE WITH RS232 |  | 6
ACCLOADURA200 | Load cell: URA 200Kg |  | 6
ACCUCAC015 | ACCUTEC DIGITAL COUNTING SCALE | UCA-C-015 (15KG X 0.5G) | 6
ACCUCAFKEYPAD | UCA-F - Series KEYPAD |  | 6
ACCUWAB015 | ACCUTEC DIGITAL WEIGHING SCALE | UWA-B-015 (15KG X 1G) | 6
BL220H | Top-Loading Balances 220gx0.001g | BL220H | 6
BMTY12AAL069 | MEMORY CARD FOR SJ-210 |  | 6
CENTERTPK05 | CENTER TPK-05, K-Type Surface Probe | -50~400degC, -58~752degF | 6
CT300E | DEHUMIDIFIER 30L/DAY | BRAND:CONSTANCE, MODEL:CT300E | 6
D3213460403 | FULCRUM SPRING | D3213460403 | 6
D3215393506 | Parallel Guide (lower) |  | 6
DENORALCAMERATV | Intra-oral Camera (TV system) |  | 6
F105A0108 | JLT4 Flocculator 100-240V / 50-60Hz |  | 6
F105A0117 | FP4 Flocculator 100-240V/50-60Hz |  | 6
F1STD1KG | F1 STD WEIGHT 1KG |  | 6
F20500011 | AREC Heating mag. stirrer 230V/50-60Hz |  | 6
F2STD10MG | F2 STD WEIGHT, 10mg |  | 6
FUJNWG94 | FUJI WELDING THICKNESS GAUGE | NWG-94 | 6
HETV0010 | Variable Volume Pipette, 0.5-10ul | Brand: Hettich | 6
HETV1000 | Variable Volume Pipette, 100-1000ul | Brand: Hettich | 6
HEX00114010 | O/S MICROMETER, 25MM X 0.01MM | BRAND: HEXAGON STANDARD GAGE | 6
K265FLAT30KG | DIBAL (K265 FLAT) 30KG |  | 6
K265HANGING30KG | DIBAL (K265 HANGING ) 30KG |  | 6
LR01110V | FLUORESCENT RING LIGHT LR-01, | 110V | 6
LR02110VNOBULB | LR02 110V WITHOUT BULB |  | 6
MIT102510 | OUTSIDE MICROMETER 25- 50MMx0.001 | 102-510 | 6
MIT505213S | DIAL CALIPER 0-200MMx0.02 | 505-213S | 6
MONEYCSENSORSET | SENSOR SET FOR MONEY COUNTER |  | 6
MTY05CAA698 | Mitutoyo Battery Cover 500-505-10 |  | 6
MTY103-143-10 | Mitutoyo Outside Micrometer | Range150-175 mm x0,01 mm | 6
MTY136236 | stylus carbide point 3mm |  | 6
MTY137559 | ?3MM BALL POINT (CARBIDE) | (L:22.3MM) | 6
MTY184-302S | Mitutoyo Thickness Gages, 13 Leaves | 0.03mm-0.5mm, Blade Length: 150mm | 6
MTY184-306S | THG/10 SETS STRAIGHT |  | 6
MTY188-111 | Mitutoyo Unified Screw Pitch Gages (60? | Range 4 - 42 TPI | 6
MTY2929S | Mitutoyo Dial Indicator | Range 0.8mm x0.01mm | 6
MTY3052S-19 | Dial Indicator |  | 6
MTY505-745 | Mitutoyo Dial Caliper | 300mmx0.02mm (replaced 505-673) | 6
MTY530-115 | Mitutoyo Vernier Caliper | Range 0-300 mm/0-12"x0,05 mm-1/128" | 6
MTY543-390B | MITUTOYO DIGIMATIC INDICATOR ID-C112B | 12.7mm x 0.001mm (FLAT-BACK) | 6
MTY901975 | SPINDLE LIFTER,2000 |  | 6
OLMREFBH2UMA | REFUR OLYMPUS BH2-UMA |  | 6
PAPERSJ310 | THERMAL PAPER FOR SJ-310 |  | 6
PC50CELY3KG | PC-50 CELY 3KG |  | 6
PEAREC1 | PEAK RETICLE SCALE NO. 1 |  | 6
PS60CELY15KG | PS-60 CELY 15KG |  | 6
PS60CELY3KG | PS-60 CELY 3KG |  | 6
PS60CELY6KG | PS-60 CELY 6KG |  | 6
R-A-5000-7805 | renishaw styli |  | 6
R-A-5000-8663 | "RENISHAW M2 STY D1R L27 EWL20.5 d0.7TC" |  | 6
RMZAUXLEN0.5X | AUXILIARY LENS 0.5X for RMZ |  | 6
SILCARPAPER600 | SILICON CARBON PAPER 600 |  | 6
SK19 | SK PROTECTOR 19 |  | 6
TES00530090 | TESA Digital Shop-cal Caliper, | Model:00530090,Range:0-150 x 0.01mm | 6
X16-3 | Leaf Magnifier 10X Model: X16-3 |  | 6
XS2100 | BIOLOGICAL BINOCULAR | MICROSCOPE XS-2100 | 6
XZ1DONUT | DONUT OF XZ-1 |  | 6
0593400 | S 25 N - 18 G Dispersing element |  | 7
ACCUWA30000IC | UWA 1/30000 IC |  | 7
BMTY178-561-02E | MITUTOYO SURFACE ROUGHNESS TESTER,SJ-210 | MODEL: 178-561-02E (4mN) | 7
CENTERTPK06 | CENTER TPK-06, K-Type Air & Gas Probe | -50~800degC, -58~1472degF | 7
D3213460511 | FULCRUM SPRING | D3213460511 | 7
D3215474404 | SPRING SUPPORT | D3215474404 (NEW CODE =D3215474474) | 7
HB6V30WFORRMS | HALOGEN BULB 6V 30W FOR RMS6000 |  | 7
HETV0020 | Variable Volume Pipette, 2-20ul | Brand: Hettich | 7
HEX00534013 | VERNIER CALIPER, 150MM/6"X0.05MM | BRAND: HEXAGON STANDARD GAGE | 7
MCUVSENSORLED | UV SENSOR SET WITH LED FOR MONEY COUNTER |  | 7
MTS12 | STEREO STEP MAGNIFICATION | MICROSCOPE MTS-12 | 7
MTY04GAA260 | Mitutoyo Color Speeder Sleeve ( Gray ) |  | 7
MTY05BAA114 | Mitutoyo Rack,505 |  | 7
MTY147-103 | Mitutoyo Steel Can Seam Micrometer | Range 0-13 mmx0.01mm | 7
MTY183-131 | Mitutoyo Pocket Comparators | Range 10X | 7
MTY186-101 | Radius Gages |  | 7
MTY21AAA259B | EXTENSION ROD |  | 7
MTY293-340-30 | MITUTOYO DIGIMATIC MICROMETER | 0-25MM/0-1" X 0.001MM/0.00005" | 7
MTY500-703-20 | Mitutoyo COOLANT PROOF CALIPER |  | 7
MTY505-746 | pls quote 505-677 (1pc ex-stock) |  | 7
MTY543-781B | MITUTOYO ABSOLUTE DIGIMATIC INDICATOR | RANGE: 12.7MM X 0.01MM (ID-S) | 7
OLYOBJLENS5X | OLYMPUS OBJECTIVE LENS 5X |  | 7
PAPER43XHOLE7MM | DOT MATRIX PAPER WIDTH | 43MM X HOLE 7MM | 7
PS50CELY15KG | PS-50 CELY 15KG |  | 7
REC24C40X12.5/30 | RECTICLE SCALE MM CROSS 24MM | 40X12.5/30 | 7
SKWGU7M | SK Welding Gage Model: WGU-7M |  | 7
SWA0.10X1 | Swan Piston Feeler Gage Size: | 0.1mm x 1 meter | 7
SWA0.7X1 | Swan Piston Feeler Gage Length:1mx12.7mm | Size: 0.7mm | 7
TES01930230 | Digico 205MI 10 pcs |  | 7
UW4200H | UniBloc Top-Loading Balances UW4200H | 4200g x 0.01g with internal wei | 7
XS2803T | BIOLOGICAL TRINOCULAR | MICROSCOPE XS-2803 | 7
1369 | Suspension for 4 x 15 ml tubes | Suspension for 4 x 15 ml tubes | 8
316543H01 | Chart Recorder For PLR221 |  | 8
322028H01 | Chart Paper For PLR221 |  | 8
ACC(M)UCAKEYPAD | NEW KEYPAD FOR UCA |  | 8
ACCBSCC30K | ACCUTEC DIGITAL COUNTING PLATFORM SCALE | BSC-B-PF (30K) | 8
ACCLOADUDA150 | LOADCELL UDA-150 |  | 8
ACCPLAT300S | PLATFORM STAND - 300 KG -2 (SMALL) |  | 8
ACCUWACPCB | UWA-C PCB |  | 8
AK73X11H | CCD CAMERA 1/3" AK-73X11H COLOR | (must invoice with ADAPTER12V) | 8
BHOLDERDYNAVISIN | bulb holder for dynavision scope |  | 8
F10300310 | FOC120E Cooled incubator 230V/50-60Hz |  | 8
FR01PCB110V | FL-01 (110V) P.C.B |  | 8
FUSED+SOCKETY100 | FUSE+ FUSE SOCKET for Y100 |  | 8
HETV0100 | Variable Volume Pipette, 10-100ul | Brand: Hettich | 8
HETV0200 | Variable Volume Pipette, 20-200ul | Brand: Hettich | 8
HEX00514018 | 150mm Dial Cal 0.01mm |  | 8
MCBEARING | money counter bearing |  | 8
MIT500620 | A/OFF DIG SPLASHPROOF CALIPER | 0-150MMx0.01 500-620 | 8
ML01B | FLUORESCENT RING LIGHT BULB | ML01B | 8
MONEYCTRSENSOR | sensor for money counter |  | 8
MTY101039 | Mitutoyo Indicator Series 2 Flat Back |  | 8
MTY102-302 | Mitutoyo Outside Micrometer 25-50mm | 25-50mm x 0.01mm | 8
MTY103010 | ?2mm BALL-POINT 2D,513 (CARBIDE) | (L:14.7MM) | 8
MTY183-101 | Mitutoyo Pocket Comparators | Range 8X | 8
MTY303613 | ROD 30MM,7211 |  | 8
MTY305378 | Mitutoyo Anvil 112H |  | 8
MTY511-712 | Mitutoyo Bore Gauge | Range 35-60 mmx0.01mm | 8
MTY543-552E | Mitutoyo Digimatic Indicator ID-F | 25 x 0.001mm/ 1" x .00002" | 8
MTY547-400S | Mitutoyo Digimatic Thickness Gauge | 0-12mm/0-0.47"x0.001mm/0.00005" | 8
MTY902011 | Spindle Lifting Lver |  | 8
MTY905338 | MITUTOYO SPC CABLE (1 METER) |  | 8
MW100 | MILWAUKEE pH Portable Meter | Model: MW100 | 8
PEA198510 | PEAK STEINHEIL LUPE 10X 1985-1 |  | 8
SK700B | SK TAPER GAUGE 700B |  | 8
SK700S | SK TAPER GAUGE 700S |  | 8
USBSCALE | USB PARCEL SCALE 30KG |  | 8
WIT2011 | WITEG General Catalog Labware ?tebal |  | 8
2437700 | H 44 Boss head clamp |  | 9
A00000144 | Test tubes ?42x300 mm, 250ml 3pcs/box |  | 9
ACCPAN | PAN FOR ACCUTEC |  | 9
ACCUWAC003 | ACCUTEC DIGITAL WEIGHING SCALE | UWA-C-003 (3KG X 0.1G) | 9
ARF2CPU | CALIBRATION CHIP FOR ARF-2 CPU |  | 9
D3215370007 | D3215370007 |  | 9
D3215393509 | Parallel Guide (lower) |  | 9
HLN11APAPER | printer paper for HLN-11A |  | 9
LR02PCBCEN240V | LR-02 PCB center switch 240V |  | 9
MCTRREARSENSOR | rear sensor for money counter |  | 9
MCTRSIDEBOARD | side board for money counter |  | 9
MIT192155 | DOUBLE BEAM DIGITAL COUNTER | 0- 600MM x0.01 192-155 | 9
MITMMHEAD25 | DIGIMATIC M'METER HEAD 0-25MM/0.01 |  | 9
MONEYCTRIC | IC FOR MONEY COUNTER |  | 9
MTY04AAA489 | Mitutoyo Key Screw |  | 9
MTY137413 | MITUTOYO NEEDLE POINT | MODEL: 137413 | 9
MTY137558 | ?1MM BALL POINT (CARBIDE) | (L:22.3MM) | 9
MTY148-104 | Mitutoyo Micrometer Heads | Range 0-13mmx0.001mm | 9
MTY182-225 | STEEL RULER |  | 9
MTY543-781 | Mitutoyo Digimatic Indicator ID-S1012 | 12.7mm x 0.01mm | 9
MTY7012-10 | Mitutoyo Magnetic Stand | With V-block base and flexible arm. | 9
OLYOBJLENS10X | OLYMPUS OBJECTIVE LENS 10X |  | 9
PECPC11 | Peacock PC-IL |  | 9
REC24C30X15/50 | RECTICLE SCALE MM CROSS 24MM | 30X15/50 | 9
SWA0.3X1 | Swan Piston Feeler Gage Size: | 0.3mm x 1 meter | 9
SY110V | FLUORESCENT RING LIGHT SY110V | 110V | 9
TES00119046 | Etalon micrometer 0-25 | TESA-00119046 | 9
TES00517025 | ROCH vernier calliper 0-150 | TESA-00517025 | 9
W5382000? | wito pipette controller. |  | 9
W5402100 | "WITOPET" VARIABLE, VOLUME 10-100 祃, | CONFORMITY CERTIFIED, TYPE PL 100 | 9
A00000089 | Glass sand, 2 Kg |  | 10
ACCGRCPANEL | GRC INDICATOR PANEL ONLY |  | 10
ACCLOADUAS500 | LOADCELL UAS-500 |  | 10
ACCLOADUESF | UES-F STAND |  | 10
ACCUPAPCB | main board for pricing scale |  | 10
ATT | ATTONIC Catalog |  | 10
D3215393301 | SPACER | D3215393301 | 10
D3215474402 | SPRING SUPPORT | NEW CODE==D3215474472 | 10
D3216052201 | SPACER, 4-CORNER T=0.1 | D3216052201 | 10
D32162109 | UX SERIES LEVEL METER | D32162109 | 10
D3216298402 | RUBBER CUSHION (4PC/SET) |  | 10
D3217018308 | PARALLEL GUIDE B | replace from code d3215198308 | 10
DIBAL/CELY | DIBAL / CELY Catalog |  | 10
ESDTRIKNOBCOVER | ESD TRIANGLE KNOB COVER |  | 10
EYELP5XZTXE | EYEPIECE L.P. 5X for ZTX-E |  | 10
FL01PCB240V | FL-01 (240V) P.C.B |  | 10
FR02PCB110V | FL-02 (110V) P.C.B |  | 10
HETEBA20 | HETTICH Eba 20 Catalog |  | 10
HETMIKRO120 | HETTICH Mikro 120 Catalog |  | 10
HT150PCB | PCB FOR MONEY DETECTOR HT150 |  | 10
MTS13 | STEREO STEP MAGNIFICATION | MICROSCOPE MTS-13 | 10
MTY04AZA270 | Mitutoyo Battery Lid Assy |  | 10
MTY04GZA619 | Mitutoyo Stator Sub Assy |  | 10
MTY103-140-10 | Mitutoyo Outside Micrometer | Range 75-100 mmx0,01 mm | 10
MTY1044S-60 | DIAL INDICATOR DG0.01-5MM |  | 10
MTY136104 | Mitutoyo Carbide Contact Point |  | 10
MTY156-101-10 | Mitutoyo Micrometer stand | Range 0 - 100 mm/ 0 - 4" | 10
MTY184-307S | Mitutoyo Thickness Gages | 0.03-0.5mm (13 leaves) | 10
MTY188-101 | PCG/30 SET 4-42" |  | 10
MTY21AZA320 | Mitutoyo Ball Carbide With Groove,12.1mm |  | 10
MTY985081 | RACHET/BLUE,125 |  | 10
PEA1983 | PEAK SCALE LUPE 10X 1983 |  | 10
SHIJEW&GOLD | SHIMADZU Jewelry & Gold Balance Catalog |  | 10
TES01860202 | 2mm Carbide Probe |  | 10
TES108006 | Dia: 0.15mm, L=.494", M1.4 | CONTACT POINT TES108006 | 10
TIMEGENERAL | TIME General Catalog ?tebal |  | 10
TX4202L | SHIMADZU Electronic Balance (UniBloc) | Model:TX4202L, 4200g x 0.01g | 10
1545100 | H 16 V Support rod |  | 11
1572500 | IKAFLON?40 Magnetic stirring bar | (40 x 8 mm) | 11
3365000 | Lab Dancer Test Tube Shaker | BRAND: IKA, ID: 3365000 | 11
2511C-02 | Pressure Vacuum Station, 230V 50Hz 1Ph |  | 11
ACCPLAT60B | PLATFORM STAND - 60 KG -1 (BIG) |  | 11
ACCUWAR003 | ACCUTEC WEIGHING SCALE 3KG |  | 11
BL2200H | Top-Loading Balances 2200gx0.01g | BL2200H | 11
DEHROLLER | DEHUMIDIFIER ROLLER STAND |  | 11
DIMASPLUS | DIMAS PLUS SOFTWARE |  | 11
ELB2000 | SHIMADZU Portabe Electronic Balance | MODEL: ELB2000, 2000g x 0.1g | 11
L004640 | S 18 N - 19 G Dispersing element |  | 11
MI150 | pH/TEMPERATURE BENCH METER | BRAND: MILWAUKEE, MODEL: Mi150 | 11
MIT527135S | VERNIER DEPTH CALIPER 0- 300MM | 527-135S | 11
MIT543211 | DIGIMATIC INDICATOR 0-12.7MMx0.001 | 543-211 | 11
MTY103-138 | Mitutoyo Outside Micrometer | Range 25-50 mmx0.01 mm | 11
MTY2414S | Mitutoyo Dial Indicator |  | 11
MTY3058S-19 | Mitutoyo Dial Indicator | Range 50mmx0.01mm | 11
MTY7010S-10 | Mitutoyo MAGNETIC STAND |  | 11
PLF276 | Freezers (Temp Range: -20 to -40deg C) | Brand: Thermo scientific, Model: PLF276 | 11
PS3000LOADCELL | PS3000 LOADCELL |  | 11
REC24L40X12.5/30 | RECTICLE SCALE MM LINEAR 24MM | 40X12.5/30 | 11
TX423L | Shimadzu Top Loading Balance | Model:TX423L,420g x 0.001g | 11
VC50LCDDICPLAY | LCD DISPLAY FOR VC50 |  | 11
1372 | Suspension for 17x5 ml tubes | Cat No:1372 | 12
3720000 | IKA, T 18 digital ULTRA-TURRAX |  | 12
ACCUWAC006 | ACCUTEC DIGITAL WEIGHING SCALE | UWA-C-006 (6KG X 0.2G) | 12
D3215370008 | D3215370008 |  | 12
FL02B | FL02B Replacement Bulb,OD:103mm | Total Length:113mm,2pins ,8W | 12
MTY103-139-10 | Mitutoyo Outside Micrometer | Range 50-75 mmx0,01 mm | 12
MTY103-141-10 | Mitutoyo Outside Micrometer | Range 100-125 mmx0,01 mm | 12
MTY131365 | MITUTOYO FLAT POINT (131365) |  | 12
MTY148-304 | MICROMETER HEAD 6.5M |  | 12
PESOLA40300/1 | Medio-Line Spring Scale, with Hook |  | 12
SWA0.02X1 | Swan Piston Feeler Gage 12.7mm x 1 meter | Size: 0.02mm | 12
SWA0.05X1 | Swan Piston Feeler Gage Size: | 0.05 x 1 meter | 12
THERMAPAPERNAGAT | MINI PRINTER PAPER ROLL- | thermal type(nagata) | 12
2076 | Hematocrit rotor 24-place | CAT NO: 2076 | 13
20002620 | IKA, HOTPLATE STIRRER, RCT BASIC IKAMAG |  | 13
CENTER350 | CENTER 350 Infrared Laser Thermometer | w/hanging color box packaging | 13
D3215155202 | D3215155202 CAP PAN SUPPORT (BIG) |  | 13
LR01PCB240V | LR-01 (240V) P.C.B |  | 13
MCTRLEDMODULE | LED module for money counter |  | 13
MTY06ADV380B | USB INPUT TOOL DIRECT |  | 13
MTY09GAA368 | Mitutoyo Inter Connector Output |  | 13
MTY102-701 | MICROMETER M317-25 |  | 13
MTY193-111 | Mitutoyo Digit Outside Micrometer | Range 0-25 mm x 0.001mm | 13
MTY21AAA254 | Mitutoyo Steel Contact Point Model: 21A4 | Model: 21AAA254 | 13
MTY21AZB149 | LIFTING LEVER FOR S-TYPE DG | MODEL: 21AZB149 | 13
MTY2900SB-72 | mitutoyo dial indicator 0.001-0.08mm |  | 13
MTY938882 | Battery SR44 1.55V Mitutoyo |  | 13
PLR1006 | LAB REFRIGERATOR 1-12degC , 1006 LITER | BRAND: THERMO SCIENTIFIC, MODEL: PLR1006 | 13
SCLIPFORMAG | small clip for spring type magnifier lap |  | 13
SWA0.06X1 | Swan Piston Feeler Gage 12.7mm x 1 meter | Size: 0.06mm | 13
TXB622L | Shimadzu Top Loading Balance | Model:TXB622L,620g x 0.01g | 13
1801 | HEMATOCRIT CENTRIFUGE, HAEMATOKRIT 200 | BRAND: HETTICH, CAT NO: 1801 | 14
3617000 | MS 3 basic Small shaker |  | 14
ACCPLAT30S | PLATFORM STAND - 30 KG -2 (SMALL) |  | 14
CA2PDL | CA2PDL Replacement Bulb,OD:93mm | Total Length:146mm,2pins ,8W | 14
D32164591 | Cap,pan support |  | 14
LR02240VNOBULB | LR02 240V WITHOUT BULB |  | 14
MAGLENSCOVER | LENS COVER FOR MAGNIFIER |  | 14
METSCALE1MM/100 | Metal glass scale,1mm/100 |  | 14
MTY05CZA663 | Mitutoyo Cable Model: 05CZA663 |  | 14
MTY05SAA405 | Battery Cap, 500M |  | 14
MTY500-752-20 | DM CALIPER CD-6"PSX |  | 14
MTY513-445E | Mitutoyo Dial Test Indicator |  | 14
MTY937179T | Foot Switch |  | 14
PINFORMAG | pin for spring type magnifier lamp |  | 14
PS3000 | PS 3000 |  | 14
TIMEHARDNESS | TIME Hardness Tester Series Ver1.0 |  | 14
ZTXERACKPINION | RACK & PINION FOR ZTX-E |  | 14
10XLENS | 10X REPLACEMEN LENS FOR HN 118 |  | 15
ACCPLAT150B | PLATFORM STAND - 150 KG -1 (BIG) |  | 15
BIGPULLEY | big pulley for money counter |  | 15
HETEBA21 | HETTICH Eba 21 Catalog |  | 15
HN118BAL | Ballast for HN118 |  | 15
LR02PCB110V | LR-02 (110V) P.C.B |  | 15
MTY04AAB464A | Mitutoyo Interconnector for sensor/MDE |  | 15
MTY303611 | ROD 10MM,7211 |  | 15
MTY303612 | ROD 20MM,7211 |  | 15
MTY511-711 | Mitutoyo Bore Gauge | Range: 18-35mm x 0.01mm | 15
MTY905409 | MITUTOYO SPC CABLE (2 METER) |  | 15
PEA1960 | PEAK LUPE 5X 1960 |  | 15
REFTAPE010059 | Shimpo Reflective Tape Code: 010059 |  | 15
ACCUCA30000IC | UCA 1/30000 IC |  | 16
LED56W | LIGHT EMITTING DIODES 56W |  | 16
MTY505-731 | Mitutoyo Dial Caliper | 200mmX0.02mm (replaced 505-672/684) | 16
SWA0.01X1 | Swan Piston Feeler Gage 12.7mm x 1 meter | Size: 0.01mm | 16
SWA0.04X1 | Swan Piston Feeler Gage Size: | 0.04mm x 1 meter | 16
TXB6201L | Shimadzu Top Loading Balance | Model:TXB6201L,6200g x 0.1g | 16
1624 | Brand: Hettich, Cat No: 1624 | 4-Place Swing Out Rotor | 17
10003723 | UK cord set for JLT4 |  | 17
F2STD50MG | F2 STD WEIGHT, 50mg |  | 17
HET2008/2009 | HETTICH General Catalog 2008/2009 |  | 17
RVXDCEB110 |  |  | 17
SK700A | SK Taper Gage Model: 700A |  | 17
ACCBSWC30K | ACCUTEC DIGITAL PLATFORM WEIGHING SCALE | MODEL: BSWC-C-PF | 18
MAGSHORTSPRING | SHORT SPRING FOR MAGNIFIER |  | 18
MFL82 | Digital Microscope complete with softwae | software | 18
MTY136568 | HOLDING BAR |  | 18
MTY293-330-30 | Mitutoyo Digimatic Micrometer,SPC output | Range:0-1"/0-25mmx0.00005"/0.001mm | 18
MTY513-404E | Mitutoyo Dial Test Indicator | Range: 0.8 mm x 0.01mm | 18
RMZB1065 | STEREOZOOM BINOCULAR | MICROSCOPE RMZ-B1065 | 18
SV904-103-KIT | Smart View Kit w/USB Receiver PLR386 |  | 18
SWA0.08X1 | Swan Piston Feeler Gage 12.7mm x 1 meter | Size: 0.08mm | 18
1206 | BENCH-TOP CENTRIFUGE, ROTOFIX 32 A | BRAND: HETTICH ,Cat No:1206 | 19
3339000 | RH basic 2 |  | 19
ACCBSWC15K | ACCUTEC DIGITAL PLATFORM WEIGHING SCALE | MODEL: BSWC-B-PF | 19
MTY05CAA738 | BATTERY COVER |  | 19
MTY184-305S | Thickness Gages |  | 19
MTY2046S | Mitutoyo Dial Indicator | Range 10mmx0.01mm | 19
MTY7033B | MITUTOYO UNIVERSAL MAGNETIC STAND | MODEL: 7033B | 19
PEA1961 | PEAK LUPE 10X 1961 |  | 19
1133 | Angle Rotor |  | 20
ACCBSWCKEYPAD | KEYPAD FOR NEW BSWC |  | 20
ACCLOADUAS250 | LOADCELL UAS-250 |  | 20
ACCPLAT300B | PLATFORM STAND - 300 KG -1 (BIG) |  | 20
ACCUWAKEYPAD | keypad for UWA |  | 20
EXTENDERTUBE5MM | Extender Tube 5mm |  | 20
HETHAND | HETTICH Handzentrifuge Catalog |  | 20
MTY500-182-30 | DIGIMATIC CALIPER, 200MM X 0.01MM | BRAND: MITUTOYO , MODEL: 500-182-30 | 20
MTY505-730 | Mitutoyo Dial Caliper | 150mmx0.02mm (replaced 505-671/683) | 20
PLR221 | LAB REFRIGERATOR 1-12degC , 221 LITER | BRAND: THERMO SCIENTIFIC, MODEL: PLR221 | 20
REC24L30X15/50 | RECTICLE SCALE MM LINEAR 24MM | 30X15/50 | 20
SHIEP80/EP90 | SHIMADZU EP80/EP90 Printer Catalog |  | 20
SHIMPOSPEED | shimpo- speedometer catalog |  | 20
TCIICAPSUPPORTER | Cap Pan Supporter for TCII scale |  | 20
TX323L | SHIMADZU UniBloc Top-Loading Balances | Model:TX323L, 320g x 0.001g | 20
3547700 | H 38 Holding rod |  | 21
CA80BDL | FLUORESCENT RING LIGHT BULB | CA80BDL 4 PINS | 21
ELB200 | SHIMADZU PORTABLE ELECTRONIC BALANCE | 200g x 0.01g | 21
ELB300 | SHIMADZU PORTABLE ELECTRONIC BALANCE | 300g x 0.01g | 21
MOC63U | UNIBLOC MOISTURE ANALYZER, 60G | BRAND: SHIMADZU, MODEL: MOC63U | 21
MTY136420 | LIMIT SEAL RED/10 SHEETS,2000 |  | 21
PAPER43XHOLE12MM | DOT MATRIX PAPER WIDTH 43MM X | HOLE 12MM | 21
ACCPLAT500B | PLATFORM STAND - 500 KG -1 (BIG) |  | 22
D3214116710 | ELB RS232 CONNECTOR | (D3214116710) | 22
MTY04AAA470 | Mitutoyo Timble MM |  | 22
SWA0.07X1 | Swan Piston Feeler Gage Size: | 0.07 x 1 meter | 22
Y100B | BIOLOGICAL BINOCULAR MICROSCOPE | BRAND: RAX VISION, MODEL: Y-100 | 22
80UVBULBNEW | Bulb for new UV Fluorescent lighting set |  | 23
ATY224 | SHIMADZU UNIBLOC ANALYTICAL BALANCE | MODEL:ATY224, 220g x 0.1mg | 23
HBULB6V10W | MTS24 TUNGSTEN BULB (TOP) |  | 23
RVXDBEB240 | POLE MAGNIFYER LAMP WITH | E/BALLAST RV-NO LENS-DB-EB, 240 | 23
SWA0.09X1 | Swan Piston Feeler Gage 12.7mm x 1 meter | Size: 0.09mm | 23
1101 | EBA280 Small Centrifuge 200-240V,50-60Hz |  | 24
1621 | Suspension 12 x 15 ml |  | 24
D3215155201 | CAP PAN SUPPORTER (SMALL) | D3215155201 | 24
ELB3000 | SHIMADZU Portabe Electronic Balance | MODEL: ELB3000, 3000g x 0.1g | 24
EPSONRIBBONERC5 | EPSON RIBBON FOR NAGATA PRR-TE | (ERC-05) | 24
MIT527125S | VERNIER DEPTH CALIPER 0-200MMx0.02 | 527-125S | 24
MTY7301 | Mitutoyo Dial Thickness Gauge | Range 0-10 mmx0.01 mm | 24
ATX324 | Shimadzu Analytical Balance |  | 25
ATY324 | Shimadzu Analytical Balance |  | 25
CA92BDL | CA92BDL Replacement Bulb,OD:90mm | Total Length:131mm,4pins ,8W | 25
D3215474502 | D3215474502 |  | 25
PCBRVDBEB240 | PCB (SHORT) FOR MAGNIFIER RV-DB-EB 240V |  | 25
SHIEP80 | SHIMADZU EP80 Printer Catalog |  | 25
SK15 | SK PROTRACTOR NO.15 |  | 25
SWA0.15X1 | Swan Piston Feeler Gage 12.7mm x 1 meter | Size: 0.15mm | 25
110VEBAL | 110V E-BALLAST FOR MAG LAMP |  | 26
AUX320 | UniBloc Analytical Balances 320gx0.1mg | with internal weight AUX320 | 26
HBULB6V15W | MTS24 TUNGSTEN BULB (BOTTOM) |  | 26
HEX00514019 | DIAL CALIPER, 150MM X0.02MM | BRAND: HEXAGON STANDARD GAGE | 26
MTY505-733 | PLS OFFER 505-686(SPECIAL PRICE) |  | 27
UCABACKLIGHT | BACK LIGHT FOR UCA015 |  | 27
ACCLOADUES002 | LOADCELL UES - 002(2T ) |  | 28
ACCPLAT60VC | PLATFORM STAND 60KG to connect to VC50 |  | 28
ML01NOBULB110V | ML-01 110V WITHOUT BILB |  | 29
MTY530-312T-1 | MITUTOYO Caliper N6"PT IN |  | 29
RV8DBEB240 | Desktop Round Magnifier Lamp, Pole Type | Model:RV-8-DB (8 Diopter) | 29
DTNTCATALOG | DTNT Geeral Catalog |  | 30
HETFREEZER | HETTICH Pole Position-86C Freezer CataLg |  | 30
HETHAE210 | HETTICH Haematokrit 210 Catalog |  | 30
HETMIKRO220 | HETTICH Mikro 220 / 220R Catalog |  | 30
HETROTOLAVIT | HETTICH ROTOLAVIT CATALOG |  | 30
IKACMAG | IKA C-Mag Magnetic Stirrers Catalog |  | 30
IKAPILOT | PILOTS BROCHURE ENG |  | 30
MAGLONGSPRING | LONG SPRING FOR MAGNIFIER |  | 30
MCTRSTRAPWHEEL | strap wheel for money counter |  | 30
MTY500-181-30 | DIGIMATIC CALIPER, 150MM X 0.01MM | BRAND: MITUTOYO , MODEL: 500-181-30 | 30
MTY500-702-20 | Mitutoyo Coolant Proof Caliper | 150mm x 0.01mm | 30
PS3000RUBBERFEET | PS3000 Scale's Rubber Feet |  | 30
RMZB0745HEAD | HEAD OF STEREOZOOM BINOCULAR | MICROSCOPE RMZ-B0745 | 30
SHIAW/AX/AY | SHIMADZU AW/AX/AY Series Catalog |  | 30
SHIBWK/BXK | SHIMADZU BW-K/BX-K Series Catalog |  | 30
SHIELB | SHIMADZU ELB Series Catalog |  | 30
TIMEMATERIALTEST | TIME Materials Testing Machine Ver 4.0 |  | 30
LEDHXP | HXP LED lighting |  | 31
BROWNMAGKNOB | BROWN MAGNIFIER KNOB |  | 32
D3216210501 | SPRING FORCEPOINT |  | 32
MTY103006 | MITUTOYO CONTACT POINT, 2MM |  | 32
MTY293-230-30 | MITUTOYO DIGITAL MICROMETER | Range: 0-25mmx0.001mm (SPC output) | 32
PROFFOOTSW | PROFILE FOOTSWITCH |  | 32
RV3CESD240 | ESD MAGNIFIER LAMP METAL | CHROMED 3X RV-3C-ESD, 240V | 32
CA92BWW | FLUORESCENT RING LIGHT BULB | CA92BWW 4 PINS | 33
MONEYCOUNTER | MONEY COUNTER |  | 33
MTY184-304S | Mitutoyo Thickness Gages 20 Leaves | 0.05 - 1mm Blade Length 150mm | 33
MTY500-731-20 | DM CALIPER CD-6"PSXW |  | 33
LR02B | LR02B Replacement Bulb,OD:103mm | Total Length:115mm,4pins ,8W | 34
MTY184-303S | Mitutoyo Thickness Gages 28 Leaves | 0.05 - 1mm Blade Length 150mm | 34
MTY2109S-10 | Mitutoyo Dial Indicator | Range 1mmx0.001mm | 34
RV5DBEB240 | Desktop Round Magnifier Lamp, Pole Type | Model:RV-5-DB (5 Diopter) | 34
SMALLPULLEY | small pulley for money counter |  | 35
10003084 | UK plug for FP4 |  | 36
MIT527120S | VERNIER DEPTH CALIPER 0-150MMx0.02 | 527-120S | 37
MTY530-104 | Mitutoyo Vernier Caliper | Range 0-150 mm/0-6"x0,05 mm-1/128" | 37
KNOBHOLDERRVDB | Magnifier Lamp knob holder for RV-DB |  | 38
MTY148-302 | Mircometer Head, MHC2-6.5C |  | 38
MTY500-171-30 | MITUTOYO DIGITAL CALIPER WITH SPC OUTPUT | 0-6"/150MM X 0.0005"/0.01MM | 38
MTY500-172-30 | MITUTOYO DIGITAL CALIPER WITH SPC OUTPUT | 0-8"/200MM X 0.0005"/0.01MM | 38
PLR386 | LAB REFRIGERATOR 1-12degC , 386 LITER | BRAND: THERMO SCIENTIFIC, MODEL: PLR386 | 39
SHIGENERAL | SHIMADZU General Catalog |  | 39
TX3202L | SHIMADZU UniBloc Top-Loading Balances | Model:TX3202L,3200g x 0.01g | 39
LED56W(WHITE) | LED56W (white colur casing) |  | 40
MTY530-114 | Mitutoyo Vernier Caliper | Range 0-200mm/8" x 0.05mm-1/128" | 40
SHIATX/ATY | SHIMADZU ATX/ATY Series Catalog |  | 40
VC50CELY | VC-50 CELY |  | 40
MTY901312 | POINT CARBIDE TIPPED,2000 |  | 41
IKABAG | IKA Bag |  | 44
SSZEYETUBE | EYEPIECE TUBE C/W ADAPTOR FOR |  | 44
HETROTINA420 | HETTICH Rotina 420 / 420 R Catalog |  | 45
MTY293-240-30 | Mitutoyo Digimatic Micrometer IP65 | Range 0-25 mmx0,001 mm | 45
MTY505-732 | Mitutoyo Dial Caliper | 150mmX0.01mm (replaced 505-681/685) | 48
KNOBHOLDERRVDC | Magnifier Lamp knob holder for RV -DC |  | 49
HETPRODUCTGUIDE | HETTICH Product Guide ( Pocket Catalog ) |  | 50
HETROTINA38 | HETTICH Rotina 38 Catalog |  | 50
HETRSILENTA630 | HETTICH Roto Silanta 630 RS Catalog |  | 50
HETUNI320 | HETTICH Universal 320 / 320 R Catalog |  | 50
MTY04GZA241 | RATCHET(RS-5),114 |  | 50
RAXVMS | RAX VISION Video Measuring System Catalg |  | 50
SHIUW/UX | SHIMADZU UW/UX Series Catalog |  | 50
ACCUCAKEYPAD | keypad for UCA |  | 51
ATX224 | SHIMADZU UNIBLOC ANALYTICAL BALANCE | 220g x 0.1mg **with internal weight | 51
MTY513-401E | Metric Lever Indicator (POP) | Range 0,14mmx0,001mm | 51
MTY103-137 | Mitutoyo Outside Micrometer | Range 0-25 mmx0.01 mm | 54
HBULB6V20WREF | HALOGEN BULB 6V 20W (FOR SCOPE) - | REFLECTOR | 57
MTY7011S-10 | Mitutoyo MAGNETIC STAND | * With Fine Adjustment | 58
MTY530-118 | Mitutoyo Vernier Caliper | Range 0-200mm/0-8" x 0.02mm-1/1000" | 61
KNOBFORMAG | knob for spring type magnifier lamp |  | 62
MTY2050S | Mitutoyo dial indicator | Range 20mmx0.01mm | 62
92JC4P | FLUORESCENT RING LIGHT BULB | 92JC4P | 63
MTY500-197-30 | MITUTOYO DIGIMATIC CALIPER (500-197-30) | Range 0 - 8" (0 - 200mm)x0.0005"/0.01mm | 63
2657700S | R 182 Boss Head Clamp (ID: 2657700S) |  | 64
5XLENS | 5X LENS ROUND |  | 64
MTY513-405E | Mitutoyo Dial Test Indicator | Range 0.20mmx0.002mm | 65
HETMIKRO22 | HETTICH Mikro 22 Catalog |  | 70
SHIMPOTENSION | shimpo- force & tension catalog |  | 70
3581200 | IKA, HOTPLATE STIRRER 7"X7", C-MAG HS7 | ID: 3581200 | 71
3593000 | RW20 DIGITAL, OVERHEAD STIRRER | BRAND: IKA, ID: 3593000 | 74
MTY500-196-30 | MITUTOYO DIGIMATIC CALIPER (500-196-30) | Range 0 - 6" (0 - 150mm)x0.0005"/0.01mm | 74
PH600 | MILWAUKEE pH TESTER, PH600 |  | 77
SHIBAG | SHIMADZU Bag |  | 80
SHIMOC120H | SHIMADZU MOC-120H Catalog |  | 80
9800-25-150 | testtube with RIM 25dia 150l | IWAKI GLASS 9800-25-150 | 82
3XLENS | 3X LENS ROUND |  | 83
PEA1962 | PEAK LUPE 15X 1962 |  | 83
TCII | 3KGx0.1G Electronic Counting Scale | Mattler Toledo | 83
0741000S | IKA, R1342 4-BLADED STIRRER (0741000) | Stirrer Dia.50mm/Shaft Dia.8mm/L:350mm | 89
1742 | Brand: Hettich, Cat No: 1742 | Adapter for max. 7 x 15 ml tubes | 94
LR01240V | FLUORESCENT LIGHTING SET, LR0-01 240V |  | 94
POWERCORD2PIN | Power Cord 2 pin,ROUND,European type |  | 95
ACC(M)LEVELSCREW | Accutec series Leveling screw |  | 99
HETROTIXA50S | HETTICH Rotixa 50s Catalog |  | 100
IMLV2011/2012 | WELCH/ILMVAC Catalog 2011/2012 |  | 100
RAXY100 | RAX VISION Y100 Series Catalog |  | 100
SHIMOC63U | SHIMADZU MOC63U Catalog |  | 100
SHIPRODUCTLIST | shimadzu product list (green color) |  | 100
3160100 | R 1826 Plate Stand (ID: 3160100) |  | 112
HETROTANTA460 | HETTICH Rotanta 460 Catalog |  | 120
SP88857206 | Isotemp 7X7 Hotplate Stirrer |  | 132
IKAANALTECH | IKA Analytical Technology Catalog |  | 150
IKAKS4000I | IKA KS 4000 i/ic Control Catalog |  | 150
IKARV10 | IKA RV10 Rotary Evaporators |  | 150
RAXMM10A | RAX VISION MM10A Catalog |  | 150
SHIBL | SHIMADZU BL Series Catalog |  | 150
ADAPTER | Shimadzu Adapter |  | 166
IKAUTURRAX | IKA Ultra Turrax Catalog |  | 200
MAP13-ST | MITUTOYO CATALOG |  | 200
EYEHP16X | EYEPIECE H.P. 16X |  | 209
IKA2011 | IKA general Catalog 2011 |  | 249
HETEBA270 | HETTICH Eba 270 Catalog |  | 300
CA80BWW | FLUORESCENT RING LIGHT BULB | CA80BWW 4 PINS | 305
LR01B | LR01B Replacement Bulb,OD:92mm | Total Length:104mm,4pins ,8W | 443
LESOFOL | LESOSHOPPE Folder |  | 890
LED FOR LED48 | LED FOR LED48 |  | 899
HET6PAGES | HETTICH 6 Pages Catalog |  | 1200
DEPOSIT |  |  | 1766
TESAHILIGHT | TESA Highlight Catalog |  | 2349
IKAPROVIEW2011 | IKA Product Overview 2011 |  | 2639
SERVICE CHARGES |  |  | 8995